## fPM_min
[26 empty] | 20 | 21 | 22 | 23 | 24 | 25 | 26 | 27 | 28 | 29 | 30 | 31 | 32 | 33 | 34 | 35 | 36 | 37 | 38 | 39 | 40 | 41 | 42 | 43 | 44 | 45 | 46 | 47 | 48 | 49 | 50 | 51 | 52 | 53 | 54 | 55
Key | primary_fuel | fPM_Min_lb_per_MWh_Rank | Reason_for_Removal as top ranked unit for fPM new source floor | ORIS Code | Plant Name | boiler_id | configuration_id | Unit Type | boiler_type | MWe_capacity | max_heat_input | compound | EF_1mg | Final_EF_Units | From | BDL | Report_id (Part II) | Count of Runs | Count of Methods | Submittal_ID (ERT) | MaxOfEF_Changed | Submitted_EF (lb/MMBtu) | AvgOf1mg | Config_heat_rate_MMBtu/MWh | lb/MWh for UPL | control_group_1 | control_type_1 | install_date_1 | control_group_2 | control_type_2 | install_date_2 | control_group_3 | control_type_3 | install_date_3 | control_group_4 | control_type_4 | install_date_4 | control_group_5 | control_type_5 | install_date_5 | control_group_6 | control_type_6 | install_date_6 | control_group_7 | control_type_7 | install_date_7 | control_group_8 | control_type_8 | install_date_8 | control_group_9 | control_type_9 | install_date_9 | control_group_10 | control_type_10 | install_date_10 | control_group_11 | control_type_11 | install_date_11 | control_group_12 | control_type_12 | install_date_12
1588_7 | oil | 1 | The submitted test results with the lowest emission rate for Mystic Unit 7 were associated with a performance test at approximately 25 percent of full capacity. After removal of this test, Mystic was no longer ranked as the best performing source in the subcategory. | 1588 | Mystic Generating Station | 7 | 7 | Conventional Boiler | Tangential firing | 586 | 5646 | Filterable Particulate | 0.0014482 | lb/MMBtu | Part II | 0 | PM-4 | 3 | 0 |  |  | 0.0010333 | 0.0014 | 9.6 | 0.00992 | 20: PM control; 21: Electrostatic precipitator, cold side, w/o flue gas conditioning; 22: 1978-12-01
617_PPE3 | oil | 2 |  | 617 | Port Everglades | PPE3 | PPE03 | Conventional Boiler | Wall firing - front firing | 395 | 4000 | Filterable Particulate | 0.0013333 | lb/MMBtu | Part II | 0 | PPE03 2009 | 6 | 6 |  |  | 0.0013333 | 0.00133 | 10.1266 | 0.013468 | 20: PM control; 21: Electrostatic precipitator, cold side, w/o flue gas conditioning; 22: 2007-06-01
617_PPE1 | oil | 3 |  | 617 | Port Everglades | PPE1 | PPE01 | Conventional Boiler | Wall firing - front firing | 226 | 2300 | Filterable Particulate | 0.0015 | lb/MMBtu | Part II | 0 | PPE01 2006 | 6 | 6 |  |  | 0.0015 | 0.0015 | 10.177 | 0.015265 | 20: PM control; 21: Electrostatic precipitator, cold side, w/o flue gas conditioning; 22: 2006-02-01
548_2 | oil | 4 |  | 548 | Norwalk - Norwalk Power LLC | 2 | 2 | Conventional Boiler | Tangential firing | 178 | 1776 | Filterable Particulate | 0.0015708 | lb/MMBtu | ERT | No |  | 3 | 3 | 1000 |  | 0.0015708 | 0.0015708 | 9.9775 | 0.015672 | 20: NOx control; 21: Selective Noncatalytic Reduction; 22: 1995-10-01; 23: PM control; 24: Electrostatic precipitator, cold side, w/o flue gas conditioning; 25: 1962-06-01
562_2 | oil | 5 |  | 562 | Middletown | 2 | 2 | Conventional Boiler | Wall firing - front firing | 125 | 1173.27 | Filterable Particulate | 0.0031643 | lb/MMBtu | ERT | No |  | 3 | 3 | 1001 |  | 0.0031643 | 0.0031643 | 9.3862 | 0.0297 | 20: NOx control; 21: Selective Noncatalytic Reduction; 22: 2008-10-01; 23: PM control; 24: Electrostatic precipitator, hot side, w/o flue gas conditioning; 25: 1954-08-01
617_PPE4 | oil | 6 |  | 617 | Port Everglades | PPE4 | PPE04 | Conventional Boiler | Wall firing - front firing | 395 | 4000 | Filterable Particulate | 0.0033333 | lb/MMBtu | Part II | 0 | PPE04 2007 | 6 | 6 |  |  | 0.0033333 | 0.0033333 | 10.1266 | 0.033755 | 20: PM control; 21: Electrostatic precipitator, cold side, w/o flue gas conditioning; 22: 2007-05-01
617_PPE2 | oil | 7 |  | 617 | Port Everglades | PPE2 | PPE02 | Conventional Boiler | Wall firing - front firing | 226 | 2300 | Filterable Particulate | 0.0071667 | lb/MMBtu | Part II | 0 | PPE02 2007 | 6 | 6 |  |  | 0.0071667 | 0.0071667 | 10.177 | 0.072935 | 20: PM control; 21: Electrostatic precipitator, cold side, w/o flue gas conditioning; 22: 2005-06-01
2493_60 | oil | 8 |  | 2493 | East River | 60 | 60 | Conventional Boiler | Wall firing - opposed firing | 129.4 | 1930 | Filterable Particulate | 0.0061541 | lb/MMBtu | ERT | No |  | 3 | 3 | 1259 |  | 0.0061541 | 0.0061541 | 14.915 | 0.091788
8906_40 | oil | 9 |  | 8906 | Astoria Generating Station | 40 | A-S0003 | Conventional Boiler | Tangential firing | 388.25 | 4074 | Filterable Particulate | 0.01341 | lb/MMBtu | ERT | No |  | 3 | 3 | 2004 |  | 0.01341 | 0.01341 | 10.4932 | 0.14071
621_PTF1 | oil | 10 |  | 621 | Turkey Point | PTF1 | PTF01 | Conventional Boiler | Wall firing - front firing | 421 | 4000 | Filterable Particulate | 0.017833 | lb/MMBtu | Part II | 0 | PTF01 2007 | 6 | 6 |  |  | 0.017833 | 0.017833 | 9.5012 | 0.16944 | 20: PM control; 21: Multiple cyclone; 22: 1967-04-01
2516_3 | oil | 11 |  | 2516 | Northport | 3 | Unit3 | Conventional Boiler | Tangential firing | 375 | 3650 | Filterable Particulate | 0.018416 | lb/MMBtu | ERT | No |  | 6 | 6 | 1947 |  | 0.018416 | 0.018416 | 9.7333 | 0.17925 | 20: PM control; 21: Electrostatic precipitator, cold side, w/o flue gas conditioning; 22: 1972-06-01
621_PTF2 | oil | 12 |  | 621 | Turkey Point | PTF2 | PTF02 | Conventional Boiler | Wall firing - front firing | 407 | 4000 | Filterable Particulate | 0.018667 | lb/MMBtu | Part II | 0 | PTF02 2007 | 6 | 6 |  |  | 0.018667 | 0.018667 | 9.828 | 0.18346 | 20: PM control; 21: Multiple cyclone; 22: 1968-04-01
6043_PMR2 | oil | 13 |  | 6043 | Martin | PMR2 | PMR02 | Conventional Boiler | Wall firing - front firing | 859 | 9040 | Filterable Particulate | 0.018 | lb/MMBtu | Part II | 0 | PMR 2 Compliance 2008 | 3 | 3 |  |  | 0.018 | 0.018 | 10.5239 | 0.18943 | 20: PM control; 21: Multiple cyclone; 22: 1981-06-01
609_PCC1 | oil | 14 |  | 609 | Cape Canaveral | PCC1 | PCC01 | Conventional Boiler | Wall firing - front firing | 397 | 4000 | Filterable Particulate | 0.022833 | lb/MMBtu | Part II | 0 | PCC 1 Particulate 2008 | 6 | 6 |  |  | 0.022833 | 0.022833 | 10.0756 | 0.23006 | 20: PM control; 21: Multiple cyclone; 22: 1965-04-01
6042_PMT2 | oil | 15 |  | 6042 | Manatee | PMT2 | PMT02 | Conventional Boiler | Wall firing - front firing | 854 | 8650 | Filterable Particulate | 0.022975 | lb/MMBtu | ERT | No |  | 6 | 6 | 2292 |  | 0.022975 | 0.022975 | 10.1288 | 0.23271 | 20: PM control; 21: Multiple cyclone; 22: 1977-11-01
2493_70 | oil | 16 |  | 2493 | East River | 70 | 70 | Conventional Boiler | Wall firing - front firing | 198 | 1982 | Filterable Particulate | 0.024 | lb/MMBtu | Part II | 0 | 032007 | 1 | 0 |  |  |  | 0.024 | 10.0101 | 0.24024
667_3 | oil | 17 |  | 667 | Northside Generating Station | 3 | 3 | Conventional Boiler | Wall firing - front firing | 538 | 4857 | Filterable Particulate | 0.027267 | lb/MMBtu | Part II | 0 | N3_2009_PMNSB | 3 | 3 |  |  | 0.027267 | 0.027267 | 9.0279 | 0.24616
2516_2 | oil | 18 |  | 2516 | Northport | 2 | Unit2 | Conventional Boiler | Tangential firing | 375 | 3650 | Filterable Particulate | 0.026256 | lb/MMBtu | ERT | No |  | 6 | 6 | 2053 |  | 0.026256 | 0.026256 | 9.7333 | 0.25555 | 20: PM control; 21: Electrostatic precipitator, cold side, w/o flue gas conditioning; 22: 1974-04-01
6043_PMR1 | oil | 19 |  | 6043 | Martin | PMR1 | PMR01 | Conventional Boiler | Wall firing - front firing | 859 | 9040 | Filterable Particulate | 0.024667 | lb/MMBtu | Part II | 0 | PMR 1 Compliance 2008 | 3 | 3 |  |  | 0.024667 | 0.024667 | 10.5239 | 0.25959 | 20: PM control; 21: Multiple cyclone; 22: 1980-12-01
8906_50 | oil | 20 |  | 8906 | Astoria Generating Station | 50 | A-S0004 | Conventional Boiler | Tangential firing | 386 | 4094 | Filterable Particulate | 0.02525 | lb/MMBtu | Part II | 0 | Particulate 50 | 4 | 4 |  |  |  | 0.02525 | 10.6062 | 0.26781
8906_30 | oil | 21 |  | 8906 | Astoria Generating Station | 30 | A-S0002 | Conventional Boiler | Wall firing - front firing | 383.5 | 3984 | Filterable Particulate | 0.02625 | lb/MMBtu | Part II | 0 | Particulate 30 | 4 | 4 |  |  |  | 0.02625 | 10.3885 | 0.2727
6042_PMT1 | oil | 22 |  | 6042 | Manatee | PMT1 | PMT01 | Conventional Boiler | Wall firing - front firing | 841 | 8650 | Filterable Particulate | 0.027833 | lb/MMBtu | Part II | 0 | PMT 1 Particulate 2008 | 6 | 0 |  |  | 0.027833 | 0.027833 | 10.2854 | 0.28628 | 20: PM control; 21: Multiple cyclone; 22: 1976-10-01
2517_4 | oil | 23 |  | 2517 | Port Jefferson | 4 | Unit4 | Conventional Boiler | Tangential firing | 190 | 1850 | Filterable Particulate | 0.032074 | lb/MMBtu | ERT | No |  | 3 | 3 | 1949 |  | 0.032074 | 0.032074 | 9.7368 | 0.3123 | 20: PM control; 21: Electrostatic precipitator, cold side, w/o flue gas conditioning; 22: 1960-11-01
2050_1 | oil | 24 |  | 2050 | Baxter Wilson | 1 | 001 | Conventional Boiler | Tangential firing | 408 | 4900 | Filterable Particulate | 0.026462 | lb/MMBtu | ERT | No |  | 6 | 6 | 1298 |  | 0.026462 | 0.026462 | 12.0098 | 0.31781
609_PPC2 | oil | 25 |  | 609 | Cape Canaveral | PPC2 | PCC02 | Conventional Boiler | Wall firing - front firing | 375 | 4000 | Filterable Particulate | 0.031667 | lb/MMBtu | Part II | 0 | PCC 2 Particulate 2009 | 6 | 6 |  |  | 0.031667 | 0.031667 | 10.6667 | 0.33778 | 20: PM control; 21: Multiple cyclone; 22: 1969-05-01
8054_1 | oil | 26 |  | 8054 | Gerald Andrus | 1 | 001 | Conventional Boiler | Wall firing - unspecified | 737 | 6650 | Filterable Particulate | 0.037951 | lb/MMBtu | ERT | No |  | 6 | 6 | 1295 |  | 0.037951 | 0.037951 | 9.0231 | 0.34243
619_PRV4 | oil | 27 |  | 619 | Riviera | PRV4 | PRV04 | Conventional Boiler | Wall firing - front firing | 289 | 3260 | Filterable Particulate | 0.0325 | lb/MMBtu | Part II | 0 | PRV 4 Particulate 2008 | 6 | 6 |  |  | 0.0325 | 0.0325 | 11.2803 | 0.36661 | 20: PM control; 21: Multiple cyclone; 22: 1963-03-01
619_PRV3 | oil | 28 |  | 619 | Riviera | PRV3 | PRV03 | Conventional Boiler | Wall firing - front firing | 289 | 3260 | Filterable Particulate | 0.034833 | lb/MMBtu | Part II | 0 | PRV 3 Particulate 2007 | 6 | 6 |  |  | 0.034833 | 0.034833 | 11.2803 | 0.39293 | 20: PM control; 21: Multiple cyclone; 22: 1962-05-01
715_1 | oil | 29 |  | 715 | McManus | 1 | Unit 1 | Conventional Boiler | Wall firing - front firing | 45 | 450 | Filterable Particulate | 0.050923 | lb/MMBtu | ERT | No |  | 3 | 3 | 2159 |  | 0.050923 | 0.050923 | 10 | 0.50923

## fPM_Variability
| facility_name | Reason_for_Removal as top ranked unit for fPM new source floor | facility_ID | boiler_id | configuration_id | compound | EF_1mg | Final_EF_Units | From | Report_id | CountOfRuns | Submittal_ID_ERT | lb/MMBtu | Config_heat_rate_MMBtu/MWh | UPL lb/MWh | fPM_Min_lb_per_MWh_Rank
1588_7 | Mystic Generating Station | The submitted test results with the lowest emission rate for Mystic Unit 7 were associated with a performance test at approximately 25 percent of full capacity. After removal of this test, Mystic was no longer ranked as the best performing source in the subcategory. | 1588 | 7 | 7 | Filterable Particulate | 0.0010333 | lb/MMBtu | Part II | PM-4 | 3 |  | 0.0010333 | 9.6348 | 0.009956 | 1 | Test was conducted at 25% of full load.
1588_7 | Mystic Generating Station | Removal of the lowest test for Mystic, made Port Everglades Unit 3, the best performer. | 1588 | 7 | 7 | Filterable Particulate | 0.0036667 | lb/MMBtu | Part II | PM-3 | 3 |  | 0.0036667 | 9.6348 | 0.035328 | 1 | Test was conducted while burning >60% Natural Gas.
1588_7 | Mystic Generating Station | Exclusion of the low load test is consistent with the provisions of §63.10007(a)(2) which state," If you conduct performance testing with test methods in lieu of continuous monitoring, operate the unit at maximum normal operating load conditions during each periodic (e.g., quarterly) performance test. Maximum normal operating load will be generally between 90 and 110 percent of design capacity but should be representative of site specific normal operations during each test run." All other tests submitted for Mystic were at significantly higher loads than the excluded test. | 1588 | 7 | 7 | Filterable Particulate | 0.0043333 | lb/MMBtu | Part II | PM-1 | 3 |  | 0.0043333 | 9.6348 | 0.041751 | 1
1588_7 | Mystic Generating Station |  | 1588 | 7 | 7 | Filterable Particulate | 0.0083333 | lb/MMBtu | Part II | PM-2 | 3 |  | 0.0083333 | 9.6348 | 0.08029 | 1
617_PPE3 | Port Everglades | New Source Floor Unit | 617 | PPE3 | PPE03 | Filterable Particulate | 0.0013333 | lb/MMBtu | Part II | PPE03 2009 | 6 |  | 0.0013333 | 10.1266 | 0.013502 | 2
617_PPE3 | Port Everglades |  | 617 | PPE3 | PPE03 | Filterable Particulate | 0.0022603 | lb/MMBtu | ERT |  | 6 | 2285 | 0.0022603 | 10.1266 | 0.022889 | 2 | This test reflects an average of concurrent M29 and OTM27 Runs.
617_PPE3 | Port Everglades |  | 617 | PPE3 | PPE03 | Filterable Particulate | 0.0075 | lb/MMBtu | Part II | PPE03 2007 | 6 |  | 0.0075 | 10.1266 | 0.075949 | 2
617_PPE3 | Port Everglades |  | 617 | PPE3 | PPE03 | Filterable Particulate | 0.010667 | lb/MMBtu | Part II | PPE03 2008 | 6 |  | 0.010667 | 10.1266 | 0.10802 | 2
617_PPE1 | Port Everglades |  | 617 | PPE1 | PPE01 | Filterable Particulate | 0.0015 | lb/MMBtu | Part II | PPE01 2006 | 6 |  | 0.0015 | 10.177 | 0.015265 | 3
617_PPE1 | Port Everglades |  | 617 | PPE1 | PPE01 | Filterable Particulate | 0.0023333 | lb/MMBtu | Part II | PPE01 2009 | 6 |  | 0.0023333 | 10.177 | 0.023746 | 3
617_PPE1 | Port Everglades |  | 617 | PPE1 | PPE01 | Filterable Particulate | 0.0218 | lb/MMBtu | Part II | PPE01 2008 | 5 |  | 0.0218 | 10.177 | 0.22186 | 3
617_PPE1 | Port Everglades |  | 617 | PPE1 | PPE01 | Filterable Particulate | 0.0245 | lb/MMBtu | Part II | PPE01 2007 | 6 |  | 0.0245 | 10.177 | 0.24934 | 3
548_2 | Norwalk - Norwalk Power LLC |  | 548 | 2 | 2 | Filterable Particulate | 0.0015708 | lb/MMBtu | ERT |  | 3 | 1000 | 0.0015708 | 9.9775 | 0.015672 | 4
562_2 | Middletown |  | 562 | 2 | 2 | Filterable Particulate | 0.0031643 | lb/MMBtu | ERT |  | 3 | 1001 | 0.0031643 | 9.3862 | 0.0297 | 5
617_PPE4 | Port Everglades |  | 617 | PPE4 | PPE04 | Filterable Particulate | 0.0033333 | lb/MMBtu | Part II | PPE04 2007 | 6 |  | 0.0033333 | 10.1266 | 0.033755 | 6
617_PPE4 | Port Everglades |  | 617 | PPE4 | PPE04 | Filterable Particulate | 0.0039858 | lb/MMBtu | ERT |  | 6 | 2286 | 0.0039858 | 10.1266 | 0.040363 | 6
617_PPE4 | Port Everglades |  | 617 | PPE4 | PPE04 | Filterable Particulate | 0.0095 | lb/MMBtu | Part II | PPE04 2009 | 6 |  | 0.0095 | 10.1266 | 0.096203 | 6
617_PPE4 | Port Everglades |  | 617 | PPE4 | PPE04 | Filterable Particulate | 0.010167 | lb/MMBtu | Part II | PPE04 2008 | 6 |  | 0.010167 | 10.1266 | 0.10295 | 6
617_PPE2 | Port Everglades |  | 617 | PPE2 | PPE02 | Filterable Particulate | 0.0071667 | lb/MMBtu | Part II | PPE02 2007 | 6 |  | 0.0071667 | 10.177 | 0.072935 | 7
617_PPE2 | Port Everglades |  | 617 | PPE2 | PPE02 | Filterable Particulate | 0.0083333 | lb/MMBtu | Part II | PPE02 2009 | 6 |  | 0.0083333 | 10.177 | 0.084808 | 7
617_PPE2 | Port Everglades |  | 617 | PPE2 | PPE02 | Filterable Particulate | 0.0135 | lb/MMBtu | Part II | PPE02 2006 | 6 |  | 0.0135 | 10.177 | 0.13739 | 7
617_PPE2 | Port Everglades |  | 617 | PPE2 | PPE02 | Filterable Particulate | 0.0175 | lb/MMBtu | Part II | PPE02 2008 | 6 |  | 0.0175 | 10.177 | 0.1781 | 7
2493_60 | East River |  | 2493 | 60 | 60 | Filterable Particulate | 0.0061541 | lb/MMBtu | ERT |  | 3 | 1259 | 0.0061541 | 14.915 | 0.091788 | 8
2493_60 | East River |  | 2493 | 60 | 60 | Filterable Particulate | 0.027 | lb/MMBtu | Part II | 022007 | 1 |  |  | 14.915 | 0 | 8
8906_40 | Astoria Generating Station |  | 8906 | 40 | A-S0003 | Filterable Particulate | 0.01341 | lb/MMBtu | ERT |  | 3 | 2004 | 0.01341 | 10.4932 | 0.14071 | 9
8906_40 | Astoria Generating Station |  | 8906 | 40 | A-S0003 | Filterable Particulate | 0.015772 | lb/MMBtu | ERT |  | 3 | 2006 | 0.015772 | 10.4932 | 0.1655 | 9
8906_40 | Astoria Generating Station |  | 8906 | 40 | A-S0003 | Filterable Particulate | 0.0277 | lb/MMBtu | Part II | Particulate 40 | 4 |  |  | 10.4932 | 0 | 9
621_PTF1 | Turkey Point |  | 621 | PTF1 | PTF01 | Filterable Particulate | 0.017833 | lb/MMBtu | Part II | PTF01 2007 | 6 |  | 0.017833 | 9.5012 | 0.16944 | 10
621_PTF1 | Turkey Point |  | 621 | PTF1 | PTF01 | Filterable Particulate | 0.025577 | lb/MMBtu | ERT |  | 6 | 2287 | 0.025577 | 9.5012 | 0.24301 | 10
621_PTF1 | Turkey Point |  | 621 | PTF1 | PTF01 | Filterable Particulate | 0.036333 | lb/MMBtu | Part II | PTF01 2006 | 6 |  | 0.036333 | 9.5012 | 0.34521 | 10
621_PTF1 | Turkey Point |  | 621 | PTF1 | PTF01 | Filterable Particulate | 0.041667 | lb/MMBtu | Part II | PTF01 2008 | 6 |  | 0.041667 | 9.5012 | 0.39588 | 10
621_PTF1 | Turkey Point |  | 621 | PTF1 | PTF01 | Filterable Particulate | 0.049333 | lb/MMBtu | Part II | PTF01 2009 | 6 |  | 0.049333 | 9.5012 | 0.46873 | 10
621_PTF1 | Turkey Point |  | 621 | PTF1 | PTF01 | Filterable Particulate | 0.053333 | lb/MMBtu | Part II | PTF01 2005 | 6 |  | 0.053333 | 9.5012 | 0.50673 | 10
2516_3 | Northport |  | 2516 | 3 | Unit3 | Filterable Particulate | 0.018416 | lb/MMBtu | ERT |  | 6 | 1947 | 0.018416 | 9.7333 | 0.17925 | 11
621_PTF2 | Turkey Point |  | 621 | PTF2 | PTF02 | Filterable Particulate | 0.018667 | lb/MMBtu | Part II | PTF02 2007 | 6 |  | 0.018667 | 9.828 | 0.18346 | 12
621_PTF2 | Turkey Point |  | 621 | PTF2 | PTF02 | Filterable Particulate | 0.022837 | lb/MMBtu | ERT |  | 6 | 2288 | 0.022837 | 9.828 | 0.22444 | 12
621_PTF2 | Turkey Point |  | 621 | PTF2 | PTF02 | Filterable Particulate | 0.026833 | lb/MMBtu | Part II | PTF02 2006 | 6 |  | 0.026833 | 9.828 | 0.26372 | 12
621_PTF2 | Turkey Point |  | 621 | PTF2 | PTF02 | Filterable Particulate | 0.034 | lb/MMBtu | Part II | PTF02 2005 | 6 |  | 0.034 | 9.828 | 0.33415 | 12
621_PTF2 | Turkey Point |  | 621 | PTF2 | PTF02 | Filterable Particulate | 0.037167 | lb/MMBtu | Part II | PTF02 2008 | 6 |  | 0.037167 | 9.828 | 0.36527 | 12
621_PTF2 | Turkey Point |  | 621 | PTF2 | PTF02 | Filterable Particulate | 0.040167 | lb/MMBtu | Part II | PTF02 2009 | 6 |  | 0.040167 | 9.828 | 0.39476 | 12
6043_PMR2 | Martin |  | 6043 | PMR2 | PMR02 | Filterable Particulate | 0.018 | lb/MMBtu | Part II | PMR 2 Compliance 2008 | 3 |  | 0.018 | 10.5239 | 0.18943 | 13
6043_PMR2 | Martin |  | 6043 | PMR2 | PMR02 | Filterable Particulate | 0.021244 | lb/MMBtu | ERT |  | 6 | 2290 | 0.021244 | 10.5239 | 0.22357 | 13
6043_PMR2 | Martin |  | 6043 | PMR2 | PMR02 | Filterable Particulate | 0.027333 | lb/MMBtu | Part II | PMR 2 Compliance 2007 | 3 |  | 0.027333 | 10.5239 | 0.28765 | 13
6043_PMR2 | Martin |  | 6043 | PMR2 | PMR02 | Filterable Particulate | 0.029 | lb/MMBtu | Part II | PMR 2 Compliance 2006 | 3 |  | 0.029 | 10.5239 | 0.30519 | 13
6043_PMR2 | Martin |  | 6043 | PMR2 | PMR02 | Filterable Particulate | 0.033667 | lb/MMBtu | Part II | PMR 2 Compliance 2009 | 3 |  | 0.033667 | 10.5239 | 0.3543 | 13
6043_PMR2 | Martin |  | 6043 | PMR2 | PMR02 | Filterable Particulate | 0.039 | lb/MMBtu | Part II | PMR 2 Compliance 2005 | 3 |  | 0.039 | 10.5239 | 0.41043 | 13
609_PCC1 | Cape Canaveral |  | 609 | PCC1 | PCC01 | Filterable Particulate | 0.022833 | lb/MMBtu | Part II | PCC 1 Particulate 2008 | 6 |  | 0.022833 | 10.0756 | 0.23006 | 14
609_PCC1 | Cape Canaveral |  | 609 | PCC1 | PCC01 | Filterable Particulate | 0.026167 | lb/MMBtu | Part II | PCC 1 Particulate 2009 | 6 |  | 0.026167 | 10.0756 | 0.26364 | 14
609_PCC1 | Cape Canaveral |  | 609 | PCC1 | PCC01 | Filterable Particulate | 0.031167 | lb/MMBtu | Part II | PCC 1 Particulate 2005 | 6 |  | 0.031167 | 10.0756 | 0.31402 | 14
609_PCC1 | Cape Canaveral |  | 609 | PCC1 | PCC01 | Filterable Particulate | 0.043 | lb/MMBtu | Part II | PCC 1 Particulate 2007 | 6 |  | 0.043 | 10.0756 | 0.43325 | 14
609_PCC1 | Cape Canaveral |  | 609 | PCC1 | PCC01 | Filterable Particulate | 0.053167 | lb/MMBtu | Part II | PCC 1 Particulate 2006 | 6 |  | 0.053167 | 10.0756 | 0.53568 | 14
6042_PMT2 | Manatee |  | 6042 | PMT2 | PMT02 | Filterable Particulate | 0.022975 | lb/MMBtu | ERT |  | 6 | 2292 | 0.022975 | 10.1288 | 0.23271 | 15
6042_PMT2 | Manatee |  | 6042 | PMT2 | PMT02 | Filterable Particulate | 0.0285 | lb/MMBtu | Part II | PMT 2 Particulate 2008 | 6 |  | 0.0285 | 10.1288 | 0.28867 | 15
6042_PMT2 | Manatee |  | 6042 | PMT2 | PMT02 | Filterable Particulate | 0.030167 | lb/MMBtu | Part II | PMT 2 Particulate 2005 | 6 |  | 0.030167 | 10.1288 | 0.30555 | 15
6042_PMT2 | Manatee |  | 6042 | PMT2 | PMT02 | Filterable Particulate | 0.0395 | lb/MMBtu | Part II | PMT 2 Particulate 2009 | 6 |  | 0.0395 | 10.1288 | 0.40009 | 15
6042_PMT2 | Manatee |  | 6042 | PMT2 | PMT02 | Filterable Particulate | 0.042 | lb/MMBtu | Part II | PMT Particulate 2007 | 6 |  | 0.042 | 10.1288 | 0.42541 | 15
6042_PMT2 | Manatee |  | 6042 | PMT2 | PMT02 | Filterable Particulate | 0.044 | lb/MMBtu | Part II | PMT 2 Pariculate 2006 | 6 |  | 0.044 | 10.1288 | 0.44567 | 15
2493_70 | East River |  | 2493 | 70 | 70 | Filterable Particulate | 0.024 | lb/MMBtu | Part II | 032007 | 1 |  |  | 10.0101 | 0 | 16
667_3 | Northside Generating Station |  | 667 | 3 | 3 | Filterable Particulate | 0.027267 | lb/MMBtu | Part II | N3_2009_PMNSB | 3 |  | 0.027267 | 9.0279 | 0.24616 | 17
667_3 | Northside Generating Station |  | 667 | 3 | 3 | Filterable Particulate | 0.039333 | lb/MMBtu | Part II | N3_2008_PMNSB | 3 |  | 0.039333 | 9.0279 | 0.3551 | 17
667_3 | Northside Generating Station |  | 667 | 3 | 3 | Filterable Particulate | 0.044316 | lb/MMBtu | ERT |  | 6 | 2186 | 0.044316 | 9.0279 | 0.40008 | 17
667_3 | Northside Generating Station |  | 667 | 3 | 3 | Filterable Particulate | 0.044667 | lb/MMBtu | Part II | N3_2008_PMSB | 3 |  | 0.044667 | 9.0279 | 0.40325 | 17
667_3 | Northside Generating Station |  | 667 | 3 | 3 | Filterable Particulate | 0.052 | lb/MMBtu | Part II | N3_2006_PMNSB | 3 |  | 0.052 | 9.0279 | 0.46945 | 17
667_3 | Northside Generating Station |  | 667 | 3 | 3 | Filterable Particulate | 0.053 | lb/MMBtu | Part II | N3_2007_PMNSB | 3 |  | 0.053 | 9.0279 | 0.47848 | 17
667_3 | Northside Generating Station |  | 667 | 3 | 3 | Filterable Particulate | 0.06 | lb/MMBtu | Part II | N3_2007_PMSB | 3 |  | 0.06 | 9.0279 | 0.54167 | 17
667_3 | Northside Generating Station |  | 667 | 3 | 3 | Filterable Particulate | 0.072667 | lb/MMBtu | Part II | N3_2009_PMSB | 3 |  | 0.072667 | 9.0279 | 0.65603 | 17
667_3 | Northside Generating Station |  | 667 | 3 | 3 | Filterable Particulate | 0.080667 | lb/MMBtu | Part II | N3_2005_PMNSB | 3 |  | 0.080667 | 9.0279 | 0.72825 | 17
667_3 | Northside Generating Station |  | 667 | 3 | 3 | Filterable Particulate | 0.14167 | lb/MMBtu | Part II | N3_2006_PMSB | 3 |  | 0.14167 | 9.0279 | 1.2789 | 17
667_3 | Northside Generating Station |  | 667 | 3 | 3 | Filterable Particulate | 0.14267 | lb/MMBtu | Part II | N3_2005_PMSB | 3 |  | 0.14267 | 9.0279 | 1.288 | 17
2516_2 | Northport |  | 2516 | 2 | Unit2 | Filterable Particulate | 0.026256 | lb/MMBtu | ERT |  | 6 | 2053 | 0.026256 | 9.7333 | 0.25555 | 18
6043_PMR1 | Martin |  | 6043 | PMR1 | PMR01 | Filterable Particulate | 0.024667 | lb/MMBtu | Part II | PMR 1 Compliance 2008 | 3 |  | 0.024667 | 10.5239 | 0.25959 | 19
6043_PMR1 | Martin |  | 6043 | PMR1 | PMR01 | Filterable Particulate | 0.027732 | lb/MMBtu | ERT |  | 6 | 2289 | 0.027732 | 10.5239 | 0.29185 | 19
6043_PMR1 | Martin |  | 6043 | PMR1 | PMR01 | Filterable Particulate | 0.033 | lb/MMBtu | Part II | PMR 1 Compliance 2005 | 3 |  | 0.033 | 10.5239 | 0.34729 | 19
6043_PMR1 | Martin |  | 6043 | PMR1 | PMR01 | Filterable Particulate | 0.037 | lb/MMBtu | Part II | PMR 1 Compliance 2007 | 3 |  | 0.037 | 10.5239 | 0.38938 | 19
6043_PMR1 | Martin |  | 6043 | PMR1 | PMR01 | Filterable Particulate | 0.038333 | lb/MMBtu | Part II | PMR 1 Compliance 2006 | 3 |  | 0.038333 | 10.5239 | 0.40341 | 19
6043_PMR1 | Martin |  | 6043 | PMR1 | PMR01 | Filterable Particulate | 0.041333 | lb/MMBtu | Part II | PMR 1 Compliance 2009 | 3 |  | 0.041333 | 10.5239 | 0.43499 | 19
8906_50 | Astoria Generating Station |  | 8906 | 50 | A-S0004 | Filterable Particulate | 0.02525 | lb/MMBtu | Part II | Particulate 50 | 4 |  |  | 10.6062 | 0 | 20
8906_30 | Astoria Generating Station |  | 8906 | 30 | A-S0002 | Filterable Particulate | 0.02625 | lb/MMBtu | Part II | Particulate 30 | 4 |  |  | 10.3885 | 0 | 21
6042_PMT1 | Manatee |  | 6042 | PMT1 | PMT01 | Filterable Particulate | 0.027833 | lb/MMBtu | Part II | PMT 1 Particulate 2008 | 6 |  | 0.027833 | 10.2854 | 0.28628 | 22
6042_PMT1 | Manatee |  | 6042 | PMT1 | PMT01 | Filterable Particulate | 0.029667 | lb/MMBtu | Part II | PMT 1 Particulate 2007 | 6 |  | 0.029667 | 10.2854 | 0.30513 | 22
6042_PMT1 | Manatee |  | 6042 | PMT1 | PMT01 | Filterable Particulate | 0.033167 | lb/MMBtu | Part II | PMT 1 Particulate 2009 | 6 |  | 0.033167 | 10.2854 | 0.34113 | 22
6042_PMT1 | Manatee |  | 6042 | PMT1 | PMT01 | Filterable Particulate | 0.035249 | lb/MMBtu | ERT |  | 6 | 2291 | 0.035249 | 10.2854 | 0.36255 | 22
6042_PMT1 | Manatee |  | 6042 | PMT1 | PMT01 | Filterable Particulate | 0.043167 | lb/MMBtu | Part II | PMT 1 Particulate 2005 | 6 |  | 0.043167 | 10.2854 | 0.44399 | 22
6042_PMT1 | Manatee |  | 6042 | PMT1 | PMT01 | Filterable Particulate | 0.047833 | lb/MMBtu | Part II | PMT 1 Particulate 2006 | 6 |  | 0.047833 | 10.2854 | 0.49198 | 22
2517_4 | Port Jefferson |  | 2517 | 4 | Unit4 | Filterable Particulate | 0.032074 | lb/MMBtu | ERT |  | 3 | 1949 | 0.032074 | 9.7368 | 0.3123 | 23
2050_1 | Baxter Wilson |  | 2050 | 1 | 001 | Filterable Particulate | 0.026462 | lb/MMBtu | ERT |  | 6 | 1298 | 0.026462 | 12.0098 | 0.31781 | 24
609_PPC2 | Cape Canaveral |  | 609 | PPC2 | PCC02 | Filterable Particulate | 0.031667 | lb/MMBtu | Part II | PCC 2 Particulate 2009 | 6 |  | 0.031667 | 10.6667 | 0.33778 | 25
609_PPC2 | Cape Canaveral |  | 609 | PPC2 | PCC02 | Filterable Particulate | 0.0385 | lb/MMBtu | Part II | PCC 2 Particulate 2008 | 6 |  | 0.0385 | 10.6667 | 0.41067 | 25
609_PPC2 | Cape Canaveral |  | 609 | PPC2 | PCC02 | Filterable Particulate | 0.039833 | lb/MMBtu | Part II | PCC 2 Particulate 2007 | 6 |  | 0.039833 | 10.6667 | 0.42489 | 25
609_PPC2 | Cape Canaveral |  | 609 | PPC2 | PCC02 | Filterable Particulate | 0.039833 | lb/MMBtu | Part II | PCC 2 Particulate 2005 | 6 |  | 0.039833 | 10.6667 | 0.42489 | 25
609_PPC2 | Cape Canaveral |  | 609 | PPC2 | PCC02 | Filterable Particulate | 0.053667 | lb/MMBtu | Part II | PCC 2 Particulate 2006 | 6 |  | 0.053667 | 10.6667 | 0.57244 | 25
8054_1 | Gerald Andrus |  | 8054 | 1 | 001 | Filterable Particulate | 0.037951 | lb/MMBtu | ERT |  | 6 | 1295 | 0.037951 | 9.0231 | 0.34243 | 26
619_PRV4 | Riviera |  | 619 | PRV4 | PRV04 | Filterable Particulate | 0.0325 | lb/MMBtu | Part II | PRV 4 Particulate 2008 | 6 |  | 0.0325 | 11.2803 | 0.36661 | 27
619_PRV4 | Riviera |  | 619 | PRV4 | PRV04 | Filterable Particulate | 0.039 | lb/MMBtu | Part II | PRV 4 Particulate 2009 | 6 |  | 0.039 | 11.2803 | 0.43993 | 27
619_PRV4 | Riviera |  | 619 | PRV4 | PRV04 | Filterable Particulate | 0.039167 | lb/MMBtu | Part II | PRV 4 Particulate 2005 | 6 |  | 0.039167 | 11.2803 | 0.44181 | 27
619_PRV4 | Riviera |  | 619 | PRV4 | PRV04 | Filterable Particulate | 0.045 | lb/MMBtu | Part II | PRV 4 Particulate 2007 | 6 |  | 0.045 | 11.2803 | 0.50761 | 27
619_PRV4 | Riviera |  | 619 | PRV4 | PRV04 | Filterable Particulate | 0.058833 | lb/MMBtu | Part II | PRV 4 Particulate 2006 | 6 |  | 0.058833 | 11.2803 | 0.66366 | 27
619_PRV3 | Riviera |  | 619 | PRV3 | PRV03 | Filterable Particulate | 0.034833 | lb/MMBtu | Part II | PRV 3 Particulate 2007 | 6 |  | 0.034833 | 11.2803 | 0.39293 | 28
619_PRV3 | Riviera |  | 619 | PRV3 | PRV03 | Filterable Particulate | 0.0355 | lb/MMBtu | Part II | PRV 3 Particulate 2008 | 6 |  | 0.0355 | 11.2803 | 0.40045 | 28
619_PRV3 | Riviera |  | 619 | PRV3 | PRV03 | Filterable Particulate | 0.041 | lb/MMBtu | Part II | PRV 3 Particulate 2005 | 6 |  | 0.041 | 11.2803 | 0.46249 | 28
619_PRV3 | Riviera |  | 619 | PRV3 | PRV03 | Filterable Particulate | 0.054333 | lb/MMBtu | Part II | PRV 3 Particulate 2009 | 6 |  | 0.054333 | 11.2803 | 0.6129 | 28
619_PRV3 | Riviera |  | 619 | PRV3 | PRV03 | Filterable Particulate | 0.057833 | lb/MMBtu | Part II | PRV 3 Particulate 2006 | 6 |  | 0.057833 | 11.2803 | 0.65238 | 28
715_1 | McManus |  | 715 | 1 | Unit 1 | Filterable Particulate | 0.050923 | lb/MMBtu | ERT |  | 3 | 2159 | 0.050923 | 10 | 0.50923 | 29

## fPM_Oil_New_Template_nonnormal
Emissions
Runs | 617 Port Everglades PPE3
1 | 0.013502
2 | 0.022889
3 | 0.075949
4 | 0.10802
5
6
7
8
9
10
11
12
13
14
15
16
17
18
19
20
21
22
23
24
25
26
27
28
29
30
31
32
33
34
35
Testing Normality | Raw Data
Sample Size | 4
Kurtosis | -3.4237 |  |  | ### Make sure that kurtosis and skewness are copied in "Calculations for Template", in cells H14 and H12 respectively
SE Kurtosis | 1.291
Result Kurtosis | non normal
Skewness | 0.38755
SE Skewness | 1.0142 |  | RESULT
Result Skewness | normal |  | non normal
ni = number test runs = | 4 | 0 | 0 | 0 | 0 | 0 | 0 | 0 | 0 | 0 | 0
Total Number of sources = | 1
n =Total # test runs = | 4
3
This step is for QC only:
means | 0.055089 | #DIV/0! | #DIV/0! | #DIV/0! | #DIV/0! | #DIV/0! | #DIV/0! | #DIV/0! | #DIV/0! | #DIV/0! | #DIV/0!
0.055089
Mean =
Pooled Variance = |  |  | 0.0020009
m= number future runs = | 1
Term1 | 1.25
Term2 | 0.0025012
Squared root Term2 |  | 0.050012
NOTE: the pvalue for the t-statistic is calculated as: 2*alpha, where 1-alpha is desired confidence, so if 99% confidence is desired then alpha=0.01 and 2*alpha=2*(0.01)
t-statistic | = quantile t-distribution with df degrees of freedom at .99 confidence level = | [5 empty] | 4.5407
Adjustment for non-normality (skewness and kurtosis) for any sample size in particular for small samples
a) n = number of test-runs = | [8 empty] | 4
b) Calculate u0 | [8 empty] | 0.12702
| Current Confidence Level is |  |  | 97.84%
Conclusion | Confidence Level is not 99%, Go to recalculate tab to fix the Confidence Level
| interval of differences for t-values used |  |  | 0.41
| new t-statistic from tab Recalculate t-statistic |  |  | 6.1607
Adjusted UPL for skewness and kurtosis for all sample size |  |  |  | 0.3632
|  |  | 3xRDL, 4dscm sample volume from prom | 0.0064 | lb/MW
|  |  | Floor Value | 0.3632 | lb/MW

## QA_Calcs
[8 empty] | Anthracite |  | Anthracite |  |  | fPM | 30B |  | μg/dscm | No | See Row 300 | μg/dscm | 2.2046e-09 | lbs/μg | 0.028317 |  |  |  | cm/cf | [5 empty] | lb/hr |  |  | lb/MMBtu | [6 empty] | Round to |  |  |  | From |  | original database export===>
[8 empty] | Bituminous |  | Bituminous |  |  | Se | M5 |  | lb/dscf | Yes | for Explanation | ppm | 2.2046e-06 | lb/mg | [20 empty] | Same |  |  |  | Min |  | original database export===>
[8 empty] | Lignite |  | Lignite |  |  | Pb | M5B |  | ppm |  | of Terms in | lb fPM/MMBtu |  | lb/scf | [20 empty] | Sig Figs |  |  |  | Test |  | original database export===>
[8 empty] | Oil |  | Oil |  |  | Hg | M29 |  | ppm @ 3% O2 |  | Rows 11 to 22 | [23 empty] | as Submitted |  |  |  | Sheet |  | original database export===>
[8 empty] | Pet Coke |  | Pet Coke |  |  | HCl | OTM27 |  | ppm @ 7% O2 | [25 empty] | prior to | [5 empty] | original database export===>
[8 empty] | Subbituminous |  | Sub Bituminous |  |  | SO2 | 26A | [27 empty] | Calc % Diff. | [5 empty] | original database export===>
[10 empty] | Gas |  |  |  | M6C | [33 empty] | original database export===>
original database export===>
RTI | [5 empty] | As Submitted | [10 empty] | RTI QA | 1 mg fPM basis per EPA |  | RTI-QA | [7 empty] | As Submitted | [8 empty] | RTI-QA | [7 empty] | Final for UPL |  | Final for UPL | original database export===>
Comments | Original Data | Use Run in UPL Calc? | Grade | Key | Facility_Name | Facility_ID | Boiler_ID | Fuel1 Used | Fuel1 Fraction | Fuel2 Used | Fuel2 Fraction | "Fuel Used/Fraction" Data Source | Pollutant | Reference Method | Concentration | Concentration UOM | Non-Detect? | 1 x MDL | 1 x MDL UOM | HAP Conversion Value to lbs | HAP Conversion UOM | Volume Conversion Value to cubic feet | Reserve | Reserve | Reserve | Volume Conversion UOM | Submitted F Factor | Bws (percent) | %O2d | %CO2d | Emission Rate Value | Emission Rate UOM | Emission Rate MDL | Emission Factor Value | Emission Factor UOM | Emission Factor MDL | Fd | Fw | Fc | Calculated conc lb/dscf | 19-1 lb/MMBtu | %diff 19-1 | 19-6 lb/MMBtu | %diff 19-6 | lb/MMBtu Value Used for UPL Calcs | Unit Heat Rate (MMBtu/MWh) | lb/MWh Value Used in UPL Calcs | original database export===> | Key | RTI Calculated QA lb/MMBtu | Run Grade | Submitted Value | Submitted Value UOM | Use ? | Comment | facility_id | configuration_id | report_id | sampling_port_id | order | pollutant_id | pollutant_name | run_id | start_datetime | end_datetime | unit_load | fuel_flow_rate | fuel_heating_value | fg_moisture_content | fg_oxygen_content | fg_CO2_content | fg_temperature | test_method | conc | conc_units | conc_ND | conc_MDL | conc2 | conc2_units | emission_rate | emission_rate_units | emission_rate_ND | emission_rate_MDL | emission_factor | emission_factor_units | emission_factor_ND | emission_factor_MDL | run_pollutant_comment | Fuel1 | Fuel1%Btu | Fuel2 | Fuel2%Btu | QA Comment | Heat Rate | Fuel 1 MMBtu/hr via HR | Fuel 1 MMBtu/hr via Fuel Flow | Fuel 2 Flow Rate | Fuel 2 MMBtu/hr via HR | Fuel 2 MMBtu/hr via Fuel Flow | Total HTIP Both Fuels (MMBtu/hr) |  |  | average of runs
| Part II | No | Do Not Use; Tests were conducted prior to installation of ESP. Tests were excluded from floor analysis. | 3_fPM_T1_R1 | Mystic | 1588 | 7 | Oil |  |  |  | Part II | fPM |  |  |  | No | 0.00080151 | lb fPM/MMBtu | [9 empty] | 5.94 |  |  |  |  | 0.004 | lb/MMBtu |  | 9190 | 10320 | 1420 |  | 0.004 |  |  |  | 0.004 | 9.6348 | 0.038539 | original database export===> | 3_fPM_T1_R1 | n/a | D | 0.004 | pound per million British Thermal Unit (lb/MMBtu) | Yes |  | 1588 | 7 | PM-1 | Stack 1 | 3 | 1 | PM (Filterable) | 1 | 2005-12-20 09:00 | 2005-12-20 10:10 | 585 | 609 |  |  | 5.94 | [5 empty] | FALSE | [5 empty] | FALSE |  | 0.004 | pound per million British Thermal Unit (lb/MMBtu) | FALSE |  |  | No. 6 Oil |  |  | 0% |  |  | 5115.6 |  |  |  |  | 5115.6 |  |  | 0.041751
| Part II | No | Do Not Use; Tests were conducted prior to installation of ESP. Tests were excluded from floor analysis. | 3_fPM_T1_R2 | Mystic | 1588 | 7 | Oil |  |  |  | Part II | fPM |  |  |  | No | 0.00080366 | lb fPM/MMBtu | [9 empty] | 5.98 |  |  |  |  | 0.004 | lb/MMBtu |  | 9190 | 10320 | 1420 |  | 0.004 |  |  |  | 0.004 | 9.6348 | 0.038539 | original database export===> | 3_fPM_T1_R2 | n/a | D | 0.004 | pound per million British Thermal Unit (lb/MMBtu) | Yes |  | 1588 | 7 | PM-1 | Stack 1 | 3 | 1 | PM (Filterable) | 2 | 2005-12-20 10:55 | 2005-12-20 12:05 | 584.5 | 606.5 |  |  | 5.98 | [5 empty] | FALSE | [5 empty] | FALSE |  | 0.004 | pound per million British Thermal Unit (lb/MMBtu) | FALSE |  | soot blow run | No. 6 Oil |  |  | 0% |  |  | 5094.6 |  |  |  |  | 5094.6
| Part II | No | Do Not Use; Tests were conducted prior to installation of ESP. Tests were excluded from floor analysis. | 3_fPM_T1_R3 | Mystic | 1588 | 7 | Oil |  |  |  | Part II | fPM |  |  |  | No | 0.00081073 | lb fPM/MMBtu | [9 empty] | 6.11 |  |  |  |  | 0.005 | lb/MMBtu |  | 9190 | 10320 | 1420 |  | 0.005 |  |  |  | 0.005 | 9.6348 | 0.048174 | original database export===> | 3_fPM_T1_R3 | n/a | D | 0.005 | pound per million British Thermal Unit (lb/MMBtu) | Yes |  | 1588 | 7 | PM-1 | Stack 1 | 3 | 1 | PM (Filterable) | 3 | 2005-12-20 12:30 | 2005-12-20 13:40 | 585.5 | 606.5 |  |  | 6.11 | [5 empty] | FALSE | [5 empty] | FALSE |  | 0.005 | pound per million British Thermal Unit (lb/MMBtu) | FALSE |  |  | No. 6 Oil |  |  | 0% |  |  | 5094.6 |  |  |  |  | 5094.6
| Part II | No | Do Not Use; Tests were conducted prior to installation of ESP. Tests were excluded from floor analysis. | 3_fPM_T2_R1 | Mystic | 1588 | 7 | Oil |  |  |  | Part II | fPM |  |  |  | No | 0.00078473 | lb fPM/MMBtu | [9 empty] | 5.62 |  |  |  |  | 0.01 | lb/MMBtu |  | 9190 | 10320 | 1420 |  | 0.01 |  |  |  | 0.01 | 9.6348 | 0.096348 | original database export===> | 3_fPM_T2_R1 | n/a | D | 0.01 | pound per million British Thermal Unit (lb/MMBtu) | Yes |  | 1588 | 7 | PM-2 | Stack 1 | 3 | 1 | PM (Filterable) | 1 | 2006-07-18 09:00 | 2006-07-18 10:10 | 592 | 585 |  |  | 5.62 | [5 empty] | FALSE | [5 empty] | FALSE |  | 0.01 | pound per million British Thermal Unit (lb/MMBtu) | FALSE |  |  | No. 6 Oil |  |  | 0% |  |  | 4914 |  |  |  |  | 4914 |  |  | 0.08029
| Part II | No | Do Not Use; Tests were conducted prior to installation of ESP. Tests were excluded from floor analysis. | 3_fPM_T2_R2 | Mystic | 1588 | 7 | Oil |  |  |  | Part II | fPM |  |  |  | No | 0.0007837 | lb fPM/MMBtu | [9 empty] | 5.6 |  |  |  |  | 0.008 | lb/MMBtu |  | 9190 | 10320 | 1420 |  | 0.008 |  |  |  | 0.008 | 9.6348 | 0.077078 | original database export===> | 3_fPM_T2_R2 | n/a | D | 0.008 | pound per million British Thermal Unit (lb/MMBtu) | Yes |  | 1588 | 7 | PM-2 | Stack 1 | 3 | 1 | PM (Filterable) | 2 | 2006-07-18 10:20 | 2006-07-18 11:26 | 594 | 592 |  |  | 5.6 | [5 empty] | FALSE | [5 empty] | FALSE |  | 0.008 | pound per million British Thermal Unit (lb/MMBtu) | FALSE |  |  | No. 6 Oil |  |  | 0% |  |  | 4972.8 |  |  |  |  | 4972.8
| Part II | No | Do Not Use; Tests were conducted prior to installation of ESP. Tests were excluded from floor analysis. | 3_fPM_T2_R3 | Mystic | 1588 | 7 | Oil |  |  |  | Part II | fPM |  |  |  | No | 0.00077963 | lb fPM/MMBtu | [9 empty] | 5.52 |  |  |  |  | 0.007 | lb/MMBtu |  | 9190 | 10320 | 1420 |  | 0.007 |  |  |  | 0.007 | 9.6348 | 0.067444 | original database export===> | 3_fPM_T2_R3 | n/a | D | 0.007 | pound per million British Thermal Unit (lb/MMBtu) | Yes |  | 1588 | 7 | PM-2 | Stack 1 | 3 | 1 | PM (Filterable) | 3 | 2006-07-18 11:42 | 2006-07-18 12:47 | 593.5 | 590.5 |  |  | 5.52 | [5 empty] | FALSE | [5 empty] | FALSE |  | 0.007 | pound per million British Thermal Unit (lb/MMBtu) | FALSE |  |  | No. 6 Oil |  |  | 0% |  |  | 4960.2 |  |  |  |  | 4960.2
Burning 37% oil and 63% gas | Part II | No | Do Not Use | 3_fPM_T3_R1 | Mystic | 1588 | 7 | Oil |  | Gas |  | Part II | fPM | [15 empty] | 6.46 |  |  |  |  | 0.004 | lb/MMBtu |  | 9190 | 10320 | 1420 |  | 0.004 |  |  |  | 0.004 | 9.6348 | 0.038539 | original database export===> | 3_fPM_T3_R1 | n/a | D | 0.004 | pound per million British Thermal Unit (lb/MMBtu) | Yes | Burning oil and gas | 1588 | 7 | PM-3 | Stack 1 | 3 | 1 | PM (Filterable) | 1 | 2008-07-22 13:00 | 2008-07-22 14:12 | 573 | 240.5 |  |  | 6.46 | [5 empty] | FALSE | [5 empty] | FALSE |  | 0.004 | pound per million British Thermal Unit (lb/MMBtu) | FALSE |  |  | No. 6 Oil |  |  | 62.91% |  |  | 2020.2 |  | 3.295 |  | 3426.8 | 5447 |  |  | 0.035328
Burning 38% oil and 62% gas | Part II | No | Do Not Use | 3_fPM_T3_R2 | Mystic | 1588 | 7 | Oil |  | Gas |  | Part II | fPM | [15 empty] | 6.18 |  |  |  |  | 0.004 | lb/MMBtu |  | 9190 | 10320 | 1420 |  | 0.004 |  |  |  | 0.004 | 9.6348 | 0.038539 | original database export===> | 3_fPM_T3_R2 | n/a | D | 0.004 | pound per million British Thermal Unit (lb/MMBtu) | Yes | Burning oil and gas | 1588 | 7 | PM-3 | Stack 1 | 3 | 1 | PM (Filterable) | 2 | 2008-07-22 14:25 | 2008-07-22 15:35 | 576 | 252.5 |  |  | 6.18 | [5 empty] | FALSE | [5 empty] | FALSE |  | 0.004 | pound per million British Thermal Unit (lb/MMBtu) | FALSE |  |  | No. 6 Oil |  |  | 61.77% |  |  | 2121 |  | 3.295 |  | 3426.8 | 5547.8
Burning 0% oil and 100% gas | Part II | No | Do Not Use | 3_fPM_T3_R3 | Mystic | 1588 | 7 | Oil |  | Gas |  | Part II | fPM | [15 empty] | 9.13 |  |  |  |  | 0.003 | lb/MMBtu |  | 9190 | 10320 | 1420 |  | 0.003 |  |  |  | 0.003 | 9.6348 | 0.028904 | original database export===> | 3_fPM_T3_R3 | n/a | D | 0.003 | pound per million British Thermal Unit (lb/MMBtu) | Yes | Burning oil and gas | 1588 | 7 | PM-3 | Stack 1 | 3 | 1 | PM (Filterable) | 3 | 2008-07-22 16:45 | 2008-07-22 17:53 | 247 | 0 |  |  | 9.13 | [5 empty] | FALSE | [5 empty] | FALSE |  | 0.003 | pound per million British Thermal Unit (lb/MMBtu) | FALSE |  |  | No. 6 Oil | 0 | N.G. | 100% |  | 11052 | 0 |  | 2.535 | 2628.8398 | 2636.4 | 2636.4
All 3 Runs were at approximately 25% of full capacity. These 3 runs composed the lowest stack test reported for continental oil units. However, the unit load of 25% is not comparable to other the other full load tests submitted in the ICR. Without this test Mystic was not the top rated unit. | Part II | No | Do Not Use | 3_fPM_T4_R1 | Mystic | 1588 | 7 | Oil |  |  |  | Part II | fPM | [15 empty] | 8.4 | 8.59 |  |  |  | 0.0022 | lb/MMBtu |  | 9190 | 10320 | 1420 | 1.4318e-07 | 0.0022 |  | 0.0023668 |  | 0.0022 | 9.6348 | 0.021197 | original database export===> | 3_fPM_T4_R1 | n/a | D | 0.0022 | pound per million British Thermal Unit (lb/MMBtu) | Yes |  | 1588 | 7 | PM-4 | Stack 1 | 3 | 1 | PM (Filterable) | 1 | 2008-11-21 10:40 | 2008-11-21 11:50 |  | 183.5 |  |  | 8.4 | [5 empty] | FALSE | [5 empty] | FALSE |  | 0.0022 | pound per million British Thermal Unit (lb/MMBtu) | FALSE |  |  | No. 6 Oil | [13 empty] | 0.009956
All 3 Runs were at approximately 25% of full capacity. These 3 runs composed the lowest stack test reported for continental oil units. However, the unit load of 25% is not comparable to other the other full load tests submitted in the ICR. Without this test Mystic was not the top rated unit. | Part II | No | Do Not Use | 3_fPM_T4_R2 | Mystic | 1588 | 7 | Oil |  |  |  | Part II | fPM | [15 empty] | 9 | 7.915 |  |  |  | 0.0004 | lb/MMBtu |  | 9190 | 10320 | 1420 | 2.4783e-08 | 0.0004 |  | 0.00044461 |  | 0.0004 | 9.6348 | 0.0038539 | original database export===> | 3_fPM_T4_R2 | n/a | D | 0.0004 | pound per million British Thermal Unit (lb/MMBtu) | Yes |  | 1588 | 7 | PM-4 | Stack 1 | 3 | 1 | PM (Filterable) | 2 | 2008-11-21 12:25 | 2008-11-21 13:35 |  | 142.5 |  |  | 9 | [5 empty] | FALSE | [5 empty] | FALSE |  | 0.0004 | pound per million British Thermal Unit (lb/MMBtu) | FALSE |  |  | No. 6 Oil
All 3 Runs were at approximately 25% of full capacity. These 3 runs composed the lowest stack test reported for continental oil units. However, the unit load of 25% is not comparable to other the other full load tests submitted in the ICR. Without this test Mystic was not the top rated unit. | Part II | No | Do Not Use | 3_fPM_T4_R3 | Mystic | 1588 | 7 | Oil |  |  |  | Part II | fPM | [15 empty] | 9 | 7.935 |  |  |  | 0.0005 | lb/MMBtu |  | 9190 | 10320 | 1420 | 3.0978e-08 | 0.0005 |  | 0.00055437 |  | 0.0005 | 9.6348 | 0.0048174 | original database export===> | 3_fPM_T4_R3 | n/a | D | 0.0005 | pound per million British Thermal Unit (lb/MMBtu) | Yes |  | 1588 | 7 | PM-4 | Stack 1 | 3 | 1 | PM (Filterable) | 3 | 2008-11-21 13:55 | 2008-11-21 15:05 |  | 141.5 |  |  | 9 | [5 empty] | FALSE | [5 empty] | FALSE |  | 0.0005 | pound per million British Thermal Unit (lb/MMBtu) | FALSE |  |  | No. 6 Oil
[48 empty] | original database export===> | 1 | 2 | 3 | 4 | 5 | 6 | 7 | 8 | 9 | 10 | 11 | 12 | 13 | 14 | 15 | 16 | 17 | 18 | 19 | 20 | 21 | 22 | 23 | 24 | 25 | 26 | 27 | 28 | 29 | 30 | 31 | 32 | 33 | 34 | 35
[48 empty] | original database export===> | 10: Reported; 11: 1 mg 1 x RDL; 12: For UPL; 13: For UPL
[48 empty] | original database export===> |  |  |  | facility_id | report_id | sampling_port_id | run_id | start_datetime | end_datetime | lb fPM/MMBtu | lb fPM/MMBtu | lb fPM/MMBtu | lb fPM/MWh | unit_load | net_generation | fg_moisture_content | fg_flow_rate | fg_flow_rate_units | standard_temperature | standard_pressure | normal_temperature | normal_pressure | fg_oxygen_content | fg_CO2_content | fg_temperature | fg_pressure | Hg_loi | test_method | run_comments | fuel_id | fuel_unit_load | fuel_flow_rate | fuel_ash | fuel_heating_value | fuel_sulfur
These tests were conducted prior to the ESP installation and are not representative of the current level of control being achieved by this unit. | Part II | No | Do Not Use | 3_fPM_T1_R1 | Port Everglades | 617 | PPE3 | Number 6 Fuel Oil | 100% |  |  | Part II | fPM | Method 17 |  |  |  | 0.00073562 | 0 | [9 empty] | 4.6 | 13.1 |  |  |  | 0.049 | lb/MMBtu |  | 9190 | 10320 | 1420 |  | 0.049 |  |  |  | 0.049 | 10.13 | 0.49637 | original database export===> | 3_fPM_T1_R1 |  |  | 617 | PPE03 2005 | PPE STK03 | 1 | 2005-03-22 08:34 | 2005-03-22 09:39 | 0.049 | 0.00073562 | 0.049 | 0.49637 | 404 | 383 | 10.37 | 838655 | dscfm | 68 | 29.92 |  |  | 4.6 | 13.1 | 300 | 29.9 |  | Method 17 | Soot Blowing | Number 6 Fuel Oil | 404 | 191500 | 0.05 | 18330 | 1 | [19 empty] | 0.35455
These tests were conducted prior to the ESP installation and are not representative of the current level of control being achieved by this unit. | Part II | No | Do Not Use | 3_fPM_T1_R2 | Port Everglades | 617 | PPE3 | Number 6 Fuel Oil | 100% |  |  | Part II | fPM | Method 17 |  |  |  | 0.00074476 | 0 | [9 empty] | 4.8 | 12.9 |  |  |  | 0.025 | lb/MMBtu |  | 9190 | 10320 | 1420 |  | 0.025 |  |  |  | 0.025 | 10.13 | 0.25325 | original database export===> | 3_fPM_T1_R2 |  |  | 617 | PPE03 2005 | PPE STK03 | 2 | 2005-03-22 09:50 | 2005-03-22 10:55 | 0.025 | 0.00074476 | 0.025 | 0.25325 | 403 | 383 | 9.62 | 838364 | dscfm | 68 | 29.92 |  |  | 4.8 | 12.9 | 300 | 29.9 |  | Method 17 | Steady State | Number 6 Fuel Oil | 403 | 191500 | 0.05 | 18330 | 1
These tests were conducted prior to the ESP installation and are not representative of the current level of control being achieved by this unit. | Part II | No | Do Not Use | 3_fPM_T1_R3 | Port Everglades | 617 | PPE3 | Number 6 Fuel Oil | 100% |  |  | Part II | fPM | Method 17 |  |  |  | 0.00074476 | 0 | [9 empty] | 4.8 | 13 |  |  |  | 0.021 | lb/MMBtu |  | 9190 | 10320 | 1420 |  | 0.021 |  |  |  | 0.021 | 10.13 | 0.21273 | original database export===> | 3_fPM_T1_R3 |  |  | 617 | PPE03 2005 | PPE STK03 | 3 | 2005-03-22 11:00 | 2005-03-22 12:03 | 0.021 | 0.00074476 | 0.021 | 0.21273 | 403 | 383 | 11.72 | 830046 | dscfm | 68 | 29.92 |  |  | 4.8 | 13 | 300 | 29.9 |  | Method 17 | Steady State | Number 6 Fuel Oil | 403 | 191500 | 0.05 | 18330 | 1
These tests were conducted prior to the ESP installation and are not representative of the current level of control being achieved by this unit. | Part II | No | Do Not Use | 3_fPM_T1_R4 | Port Everglades | 617 | PPE3 | Number 6 Fuel Oil | 100% |  |  | Part II | fPM | Method 17 |  |  |  | 0.00074476 | 0 | [9 empty] | 4.8 | 13 |  |  |  | 0.022 | lb/MMBtu |  | 9190 | 10320 | 1420 |  | 0.022 |  |  |  | 0.022 | 10.13 | 0.22286 | original database export===> | 3_fPM_T1_R4 |  |  | 617 | PPE03 2005 | PPE STK03 | 4 | 2005-03-22 12:06 | 2005-03-22 13:12 | 0.022 | 0.00074476 | 0.022 | 0.22286 | 403 | 383 | 10.86 | 831774 | dscfm | 68 | 29.92 |  |  | 4.8 | 13 | 300 | 29.9 |  | Method 17 | Steady State | Number 6 Fuel Oil | 403 | 191500 | 0.05 | 18330 | 1
These tests were conducted prior to the ESP installation and are not representative of the current level of control being achieved by this unit. | Part II | No | Do Not Use | 3_fPM_T1_R5 | Port Everglades | 617 | PPE3 | Number 6 Fuel Oil | 100% |  |  | Part II | fPM | Method 17 |  |  |  | 0.00073562 | 0 | [9 empty] | 4.6 | 13 |  |  |  | 0.031 | lb/MMBtu |  | 9190 | 10320 | 1420 |  | 0.031 |  |  |  | 0.031 | 10.13 | 0.31403 | original database export===> | 3_fPM_T1_R5 |  |  | 617 | PPE03 2005 | PPE STK03 | 5 | 2005-03-22 13:24 | 2005-03-22 14:27 | 0.031 | 0.00073562 | 0.031 | 0.31403 | 402 | 383 | 10.75 | 824308 | dscfm | 68 | 29.92 |  |  | 4.6 | 13 | 300 | 29.9 |  | Method 17 | Soot Blowing | Number 6 Fuel Oil | 402 | 191500 | 0.05 | 18330 | 1
These tests were conducted prior to the ESP installation and are not representative of the current level of control being achieved by this unit. | Part II | No | Do Not Use | 3_fPM_T1_R6 | Port Everglades | 617 | PPE3 | Number 6 Fuel Oil | 100% |  |  | Part II | fPM | Method 17 |  |  |  | 0.00074016 | 0 | [9 empty] | 4.7 | 13 |  |  |  | 0.062 | lb/MMBtu |  | 9190 | 10320 | 1420 |  | 0.062 |  |  |  | 0.062 | 10.13 | 0.62806 | original database export===> | 3_fPM_T1_R6 |  |  | 617 | PPE03 2005 | PPE STK03 | 6 | 2005-03-22 14:31 | 2005-03-22 15:35 | 0.062 | 0.00074016 | 0.062 | 0.62806 | 403 | 383 | 11.48 | 837679 | dscfm | 68 | 29.92 |  |  | 4.7 | 13 | 300 | 29.9 |  | Method 17 | Soot Blowing | Number 6 Fuel Oil | 403 | 191500 | 0.05 | 18330 | 1
These tests were conducted prior to the ESP installation and are not representative of the current level of control being achieved by this unit. | Part II | No | Do Not Use | 3_fPM_T2_R1 | Port Everglades | 617 | PPE3 | Number 6 Fuel Oil | 100% |  |  | Part II | fPM | Method 17 |  |  |  | 0.00070121 | 0 | [9 empty] | 3.8 | 13.6 |  |  |  | 0.093 | lb/MMBtu |  | 9190 | 10320 | 1420 |  | 0.093 |  |  |  | 0.093 | 10.13 | 0.94209 | original database export===> | 3_fPM_T2_R1 |  |  | 617 | PPE03 2006 | PPE STK03 | 1 | 2006-03-07 09:05 | 2006-03-07 10:10 | 0.093 | 0.00070121 | 0.093 | 0.94209 | 370 | 361 | 11.6 | 769042 | dscfm | 68 | 29.92 |  |  | 3.8 | 13.6 | 282 | 29.95 |  | Method 17 | Soot Blowing | Number 6 Fuel Oil | 370 | 180800 | 0.1 | 18410 | 0.98 | [19 empty] | 0.77832
These tests were conducted prior to the ESP installation and are not representative of the current level of control being achieved by this unit. | Part II | No | Do Not Use | 3_fPM_T2_R2 | Port Everglades | 617 | PPE3 | Number 6 Fuel Oil | 100% |  |  | Part II | fPM | Method 17 |  |  |  | 0.00070121 | 0 | [9 empty] | 3.8 | 13.7 |  |  |  | 0.109 | lb/MMBtu |  | 9190 | 10320 | 1420 |  | 0.109 |  |  |  | 0.109 | 10.13 | 1.1042 | original database export===> | 3_fPM_T2_R2 |  |  | 617 | PPE03 2006 | PPE STK03 | 2 | 2006-03-07 10:24 | 2006-03-07 11:27 | 0.109 | 0.00070121 | 0.109 | 1.1042 | 370 | 362 | 9.14 | 773446 | dscfm | 68 | 29.92 |  |  | 3.8 | 13.7 | 282 | 29.95 |  | Method 17 | Steady State | Number 6 Fuel Oil | 370 | 180800 | 0.1 | 18410 | 0.98
These tests were conducted prior to the ESP installation and are not representative of the current level of control being achieved by this unit. | Part II | No | Do Not Use | 3_fPM_T2_R3 | Port Everglades | 617 | PPE3 | Number 6 Fuel Oil | 100% |  |  | Part II | fPM | Method 17 |  |  |  | 0.00069713 | 0 | [9 empty] | 3.7 | 13.6 |  |  |  | 0.023 | lb/MMBtu |  | 9190 | 10320 | 1420 |  | 0.023 |  |  |  | 0.023 | 10.13 | 0.23299 | original database export===> | 3_fPM_T2_R3 |  |  | 617 | PPE03 2006 | PPE STK03 | 3 | 2006-03-07 11:30 | 2006-03-07 12:36 | 0.023 | 0.00069713 | 0.023 | 0.23299 | 370 | 361 | 10.28 | 764053 | dscfm | 68 | 29.92 |  |  | 3.7 | 13.6 | 284 | 29.95 |  | Method 17 | Steady State | Number 6 Fuel Oil | 370 | 180800 | 0.1 | 18410 | 0.98
These tests were conducted prior to the ESP installation and are not representative of the current level of control being achieved by this unit. | Part II | No | Do Not Use | 3_fPM_T2_R4 | Port Everglades | 617 | PPE3 | Number 6 Fuel Oil | 100% |  |  | Part II | fPM | Method 17 |  |  |  | 0.00069713 | 0 | [9 empty] | 3.7 | 13.6 |  |  |  | 0.063 | lb/MMBtu |  | 9190 | 10320 | 1420 |  | 0.063 |  |  |  | 0.063 | 10.13 | 0.63819 | original database export===> | 3_fPM_T2_R4 |  |  | 617 | PPE03 2006 | PPE STK03 | 4 | 2006-03-07 12:42 | 2006-03-07 13:46 | 0.063 | 0.00069713 | 0.063 | 0.63819 | 370 | 361 | 9.47 | 763254 | dscfm | 68 | 29.92 |  |  | 3.7 | 13.6 | 291 | 29.95 |  | Method 17 | Steady State | Number 6 Fuel Oil | 370 | 180800 | 0.1 | 18410 | 0.98
These tests were conducted prior to the ESP installation and are not representative of the current level of control being achieved by this unit. | Part II | No | Do Not Use | 3_fPM_T2_R5 | Port Everglades | 617 | PPE3 | Number 6 Fuel Oil | 100% |  |  | Part II | fPM | Method 17 |  |  |  | 0.00069713 | 0 | [9 empty] | 3.7 | 13.6 |  |  |  | 0.11 | lb/MMBtu |  | 9190 | 10320 | 1420 |  | 0.11 |  |  |  | 0.11 | 10.13 | 1.1143 | original database export===> | 3_fPM_T2_R5 |  |  | 617 | PPE03 2006 | PPE STK03 | 5 | 2006-03-07 13:51 | 2006-03-07 14:56 | 0.11 | 0.00069713 | 0.11 | 1.1143 | 370 | 362 | 9.85 | 764473 | dscfm | 68 | 29.92 |  |  | 3.7 | 13.6 | 289 | 29.95 |  | Method 17 | Soot Blowing | Number 6 Fuel Oil | 370 | 180800 | 0.1 | 18410 | 0.98
These tests were conducted prior to the ESP installation and are not representative of the current level of control being achieved by this unit. | Part II | No | Do Not Use | 3_fPM_T2_R6 | Port Everglades | 617 | PPE3 | Number 6 Fuel Oil | 100% |  |  | Part II | fPM | Method 17 |  |  |  | 0.0006931 | 0 | [9 empty] | 3.6 | 13.7 |  |  |  | 0.063 | lb/MMBtu |  | 9190 | 10320 | 1420 |  | 0.063 |  |  |  | 0.063 | 10.13 | 0.63819 | original database export===> | 3_fPM_T2_R6 |  |  | 617 | PPE03 2006 | PPE STK03 | 6 | 2006-03-07 15:02 | 2006-03-07 16:06 | 0.063 | 0.0006931 | 0.063 | 0.63819 | 370 | 361 | 13.06 | 751678 | dscfm | 68 | 29.92 |  |  | 3.6 | 13.7 | 288 | 29.95 |  | Method 17 | Soot Blowing | Number 6 Fuel Oil | 370 | 180800 | 0.1 | 18410 | 0.98
| Part II | Yes | A | 3_fPM_T3_R1 | Port Everglades | 617 | PPE3 | Number 6 Fuel Oil | 100% |  |  | Part II | fPM | Method 17 |  |  |  | 0.0006931 | 0 | [9 empty] | 3.6 | 13.6 |  |  |  | 0.008 | lb/MMBtu |  | 9190 | 10320 | 1420 |  | 0.008 |  |  |  | 0.008 | 10.13 | 0.08104 | original database export===> | 3_fPM_T3_R1 |  |  | 617 | PPE03 2007 | PPE STK03 | 1 | 2007-09-11 10:25 | 2007-09-11 11:28 | 0.008 | 0.0006931 | 0.008 | 0.08104 | 385 | 374 | 11.87 | 751575 | dscfm | 68 | 29.92 |  |  | 3.6 | 13.6 | 300 | 29.97 |  | Method 17 | Soot Blowing | Number 6 Fuel Oil | 385 | 191800 | 0.15 | 18337 | 0.97 | [19 empty] | 0.075975
| Part II | Yes | A | 3_fPM_T3_R2 | Port Everglades | 617 | PPE3 | Number 6 Fuel Oil | 100% |  |  | Part II | fPM | Method 17 |  |  |  | 0.0006931 | 0 | [9 empty] | 3.6 | 13.6 |  |  |  | 0.008 | lb/MMBtu |  | 9190 | 10320 | 1420 |  | 0.008 |  |  |  | 0.008 | 10.13 | 0.08104 | original database export===> | 3_fPM_T3_R2 |  |  | 617 | PPE03 2007 | PPE STK03 | 2 | 2007-09-11 11:37 | 2007-09-11 12:41 | 0.008 | 0.0006931 | 0.008 | 0.08104 | 384 | 374 | 11.47 | 749331 | dscfm | 68 | 29.92 |  |  | 3.6 | 13.6 | 300 | 29.97 |  | Method 17 | Steady State | Number 6 Fuel Oil | 384 | 191800 | 0.15 | 18337 | 0.97
| Part II | Yes | A | 3_fPM_T3_R3 | Port Everglades | 617 | PPE3 | Number 6 Fuel Oil | 100% |  |  | Part II | fPM | Method 17 |  |  |  | 0.0006931 | 0 | [9 empty] | 3.6 | 13.6 |  |  |  | 0.007 | lb/MMBtu |  | 9190 | 10320 | 1420 |  | 0.007 |  |  |  | 0.007 | 10.13 | 0.07091 | original database export===> | 3_fPM_T3_R3 |  |  | 617 | PPE03 2007 | PPE STK03 | 3 | 2007-09-11 12:46 | 2007-09-11 13:50 | 0.007 | 0.0006931 | 0.007 | 0.07091 | 382 | 374 | 12.68 | 728999 | dscfm | 68 | 29.92 |  |  | 3.6 | 13.6 | 300 | 29.97 |  | Method 17 | Steady State | Number 6 Fuel Oil | 382 | 191800 | 0.15 | 18337 | 0.97
| Part II | Yes | A | 3_fPM_T3_R4 | Port Everglades | 617 | PPE3 | Number 6 Fuel Oil | 100% |  |  | Part II | fPM | Method 17 |  |  |  | 0.0006931 | 0 | [9 empty] | 3.6 | 13.5 |  |  |  | 0.008 | lb/MMBtu |  | 9190 | 10320 | 1420 |  | 0.008 |  |  |  | 0.008 | 10.13 | 0.08104 | original database export===> | 3_fPM_T3_R4 |  |  | 617 | PPE03 2007 | PPE STK03 | 4 | 2007-09-11 13:57 | 2007-09-11 15:01 | 0.008 | 0.0006931 | 0.008 | 0.08104 | 382 | 374 | 10.58 | 735420 | dscfm | 68 | 29.92 |  |  | 3.6 | 13.5 | 300 | 29.97 |  | Method 17 | Steady State | Number 6 Fuel Oil | 382 | 191800 | 0.15 | 18337 | 0.97
| Part II | Yes | A | 3_fPM_T3_R5 | Port Everglades | 617 | PPE3 | Number 6 Fuel Oil | 100% |  |  | Part II | fPM | Method 17 |  |  |  | 0.00069713 | 0 | [9 empty] | 3.7 | 13.5 |  |  |  | 0.008 | lb/MMBtu |  | 9190 | 10320 | 1420 |  | 0.008 |  |  |  | 0.008 | 10.13 | 0.08104 | original database export===> | 3_fPM_T3_R5 |  |  | 617 | PPE03 2007 | PPE STK03 | 5 | 2007-09-11 15:05 | 2007-09-11 16:09 | 0.008 | 0.00069713 | 0.008 | 0.08104 | 383 | 374 | 11.14 | 753388 | dscfm | 68 | 29.92 |  |  | 3.7 | 13.5 | 300 | 29.97 |  | Method 17 | Soot Blowing | Number 6 Fuel Oil | 383 | 191800 | 0.15 | 18337 | 0.97
| Part II | Yes | A | 3_fPM_T3_R6 | Port Everglades | 617 | PPE3 | Number 6 Fuel Oil | 100% |  |  | Part II | fPM | Method 17 |  |  |  | 0.00070121 | 0 | [9 empty] | 3.8 | 13.4 |  |  |  | 0.006 | lb/MMBtu |  | 9190 | 10320 | 1420 |  | 0.006 |  |  |  | 0.006 | 10.13 | 0.06078 | original database export===> | 3_fPM_T3_R6 |  |  | 617 | PPE03 2007 | PPE STK03 | 6 | 2007-09-11 16:15 | 2007-09-11 17:19 | 0.006 | 0.00070121 | 0.006 | 0.06078 | 384 | 374 | 11.82 | 758210 | dscfm | 68 | 29.92 |  |  | 3.8 | 13.4 | 300 | 29.97 |  | Method 17 | Soot Blowing | Number 6 Fuel Oil | 384 | 191800 | 0.15 | 18337 | 0.97
| Part II | Yes | A | 3_fPM_T4_R1 | Port Everglades | 617 | PPE3 | Number 6 Fuel Oil | 100% |  |  | Part II | fPM | Method 17 |  |  |  | 0.00074016 | 0 | [9 empty] | 4.7 | 13 |  |  |  | 0.008 | lb/MMBtu |  | 9190 | 10320 | 1420 |  | 0.008 |  |  |  | 0.008 | 10.13 | 0.08104 | original database export===> | 3_fPM_T4_R1 |  |  | 617 | PPE03 2008 | PPE STK03 | 1 | 2008-02-19 10:28 | 2008-02-19 11:34 | 0.008 | 0.00074016 | 0.008 | 0.08104 | 397 | 384 | 7.81 | 841366 | dscfm | 68 | 29.92 |  |  | 4.7 | 13 | 300 | 30.14 |  | Method 17 | Soot Blowing | Number 6 Fuel Oil | 397 | 195400 | 0.08 | 18238 | 1 | [19 empty] | 0.10805
| Part II | Yes | A | 3_fPM_T4_R2 | Port Everglades | 617 | PPE3 | Number 6 Fuel Oil | 100% |  |  | Part II | fPM | Method 17 |  |  |  | 0.00073562 | 0 | [9 empty] | 4.6 | 13.1 |  |  |  | 0.011 | lb/MMBtu |  | 9190 | 10320 | 1420 |  | 0.011 |  |  |  | 0.011 | 10.13 | 0.11143 | original database export===> | 3_fPM_T4_R2 |  |  | 617 | PPE03 2008 | PPE STK03 | 2 | 2008-02-19 11:43 | 2008-02-19 12:49 | 0.011 | 0.00073562 | 0.011 | 0.11143 | 394 | 381 | 8.96 | 827691 | dscfm | 68 | 29.92 |  |  | 4.6 | 13.1 | 300 | 30.14 |  | Method 17 | Steady State | Number 6 Fuel Oil | 394 | 195400 | 0.08 | 18238 | 1
| Part II | Yes | A | 3_fPM_T4_R3 | Port Everglades | 617 | PPE3 | Number 6 Fuel Oil | 100% |  |  | Part II | fPM | Method 17 |  |  |  | 0.00073114 | 0 | [9 empty] | 4.5 | 13.1 |  |  |  | 0.012 | lb/MMBtu |  | 9190 | 10320 | 1420 |  | 0.012 |  |  |  | 0.012 | 10.13 | 0.12156 | original database export===> | 3_fPM_T4_R3 |  |  | 617 | PPE03 2008 | PPE STK03 | 3 | 2008-02-19 12:52 | 2008-02-19 13:57 | 0.012 | 0.00073114 | 0.012 | 0.12156 | 395 | 383 | 8.27 | 805961 | dscfm | 68 | 29.92 |  |  | 4.5 | 13.1 | 300 | 30.14 |  | Method 17 | Steady State | Number 6 Fuel Oil | 395 | 195400 | 0.08 | 18238 | 1
| Part II | Yes | A | 3_fPM_T4_R4 | Port Everglades | 617 | PPE3 | Number 6 Fuel Oil | 100% |  |  | Part II | fPM | Method 17 |  |  |  | 0.00072671 | 0 | [9 empty] | 4.4 | 13.2 |  |  |  | 0.013 | lb/MMBtu |  | 9190 | 10320 | 1420 |  | 0.013 |  |  |  | 0.013 | 10.13 | 0.13169 | original database export===> | 3_fPM_T4_R4 |  |  | 617 | PPE03 2008 | PPE STK03 | 4 | 2008-02-19 14:00 | 2008-02-19 15:04 | 0.013 | 0.00072671 | 0.013 | 0.13169 | 395 | 383 | 8.38 | 816490 | dscfm | 68 | 29.92 |  |  | 4.4 | 13.2 | 300 | 30.14 |  | Method 17 | Steady State | Number 6 Fuel Oil | 395 | 195400 | 0.08 | 18238 | 1
| Part II | Yes | A | 3_fPM_T4_R5 | Port Everglades | 617 | PPE3 | Number 6 Fuel Oil | 100% |  |  | Part II | fPM | Method 17 |  |  |  | 0.00072671 | 0 | [9 empty] | 4.4 | 13.2 |  |  |  | 0.011 | lb/MMBtu |  | 9190 | 10320 | 1420 |  | 0.011 |  |  |  | 0.011 | 10.13 | 0.11143 | original database export===> | 3_fPM_T4_R5 |  |  | 617 | PPE03 2008 | PPE STK03 | 5 | 2008-02-19 15:14 | 2008-02-19 16:19 | 0.011 | 0.00072671 | 0.011 | 0.11143 | 396 | 384 | 10.88 | 807595 | dscfm | 68 | 29.92 |  |  | 4.4 | 13.2 | 300 | 30.14 |  | Method 17 | Soot Blowing | Number 6 Fuel Oil | 396 | 195400 | 0.08 | 18238 | 1
| Part II | Yes | A | 3_fPM_T4_R6 | Port Everglades | 617 | PPE3 | Number 6 Fuel Oil | 100% |  |  | Part II | fPM | Method 17 |  |  |  | 0.00073562 | 0 | [9 empty] | 4.6 | 13.2 |  |  |  | 0.009 | lb/MMBtu |  | 9190 | 10320 | 1420 |  | 0.009 |  |  |  | 0.009 | 10.13 | 0.09117 | original database export===> | 3_fPM_T4_R6 |  |  | 617 | PPE03 2008 | PPE STK03 | 6 | 2008-02-19 16:29 | 2008-02-19 17:34 | 0.009 | 0.00073562 | 0.009 | 0.09117 | 396 | 383 | 9.83 | 821228 | dscfm | 68 | 29.92 |  |  | 4.6 | 13.2 | 300 | 30.14 |  | Method 17 | Soot Blowing | Number 6 Fuel Oil | 396 | 195400 | 0.08 | 18238 | 1
| Part II | Yes | A | 3_fPM_T5_R1 | Port Everglades | 617 | PPE3 | Number 6 Fuel Oil | 100% |  |  | Part II | fPM | Method 17 |  |  |  | 0.00072233 | 0 | [9 empty] | 4.3 | 13.2 |  |  |  | 0.001 | lb/MMBtu |  | 9190 | 10320 | 1420 |  | 0.001 |  |  |  | 0.001 | 10.13 | 0.01013 | original database export===> | 3_fPM_T5_R1 |  |  | 617 | PPE03 2009 | PPE STK03 | 1 | 2009-03-17 09:08 | 2009-03-17 10:19 | 0.001 | 0.00072233 | 0.001 | 0.01013 | 385 | 374 | 11.29 | 761597 | dscfm | 68 | 29.92 |  |  | 4.3 | 13.2 | 300 | 29.97 |  | Method 17 | Steady State | Number 6 Fuel Oil | 385 | 188100 | 0.08 | 18408 | 0.96 | [19 empty] | 0.013507
| Part II | Yes | A | 3_fPM_T5_R2 | Port Everglades | 617 | PPE3 | Number 6 Fuel Oil | 100% |  |  | Part II | fPM | Method 17 |  |  |  | 0.000718 | 0 | [9 empty] | 4.2 | 13.4 |  |  |  | 0.001 | lb/MMBtu |  | 9190 | 10320 | 1420 |  | 0.001 |  |  |  | 0.001 | 10.13 | 0.01013 | original database export===> | 3_fPM_T5_R2 |  |  | 617 | PPE03 2009 | PPE STK03 | 2 | 2009-03-17 10:29 | 2009-03-17 11:36 | 0.001 | 0.000718 | 0.001 | 0.01013 | 384 | 374 | 11.73 | 758404 | dscfm | 68 | 29.92 |  |  | 4.2 | 13.4 | 300 | 29.97 |  | Method 17 | Soot Blowing | Number 6 Fuel Oil | 384 | 188100 | 0.08 | 18408 | 0.96
| Part II | Yes | A | 3_fPM_T5_R3 | Port Everglades | 617 | PPE3 | Number 6 Fuel Oil | 100% |  |  | Part II | fPM | Method 17 |  |  |  | 0.000718 | 0 | [9 empty] | 4.2 | 13.3 |  |  |  | 0.002 | lb/MMBtu |  | 9190 | 10320 | 1420 |  | 0.002 |  |  |  | 0.002 | 10.13 | 0.02026 | original database export===> | 3_fPM_T5_R3 |  |  | 617 | PPE03 2009 | PPE STK03 | 3 | 2009-03-17 11:45 | 2009-03-17 12:51 | 0.002 | 0.000718 | 0.002 | 0.02026 | 384 | 374 | 10.7 | 751853 | dscfm | 68 | 29.92 |  |  | 4.2 | 13.3 | 300 | 29.97 |  | Method 17 | Steady State | Number 6 Fuel Oil | 384 | 188100 | 0.08 | 18408 | 0.96
| Part II | Yes | A | 3_fPM_T5_R4 | Port Everglades | 617 | PPE3 | Number 6 Fuel Oil | 100% |  |  | Part II | fPM | Method 17 |  |  |  | 0.00071373 | 0 | [9 empty] | 4.1 | 13.3 |  |  |  | 0.001 | lb/MMBtu |  | 9190 | 10320 | 1420 |  | 0.001 |  |  |  | 0.001 | 10.13 | 0.01013 | original database export===> | 3_fPM_T5_R4 |  |  | 617 | PPE03 2009 | PPE STK03 | 4 | 2009-03-17 13:00 | 2009-03-17 14:06 | 0.001 | 0.00071373 | 0.001 | 0.01013 | 384 | 374 | 11.03 | 744195 | dscfm | 68 | 29.92 |  |  | 4.1 | 13.3 | 300 | 29.97 |  | Method 17 | Steady State | Number 6 Fuel Oil | 384 | 188100 | 0.08 | 18408 | 0.96
| Part II | Yes | A | 3_fPM_T5_R5 | Port Everglades | 617 | PPE3 | Number 6 Fuel Oil | 100% |  |  | Part II | fPM | Method 17 |  |  |  | 0.00071373 | 0 | [9 empty] | 4.1 | 13.3 |  |  |  | 0.002 | lb/MMBtu |  | 9190 | 10320 | 1420 |  | 0.002 |  |  |  | 0.002 | 10.13 | 0.02026 | original database export===> | 3_fPM_T5_R5 |  |  | 617 | PPE03 2009 | PPE STK03 | 5 | 2009-03-17 14:16 | 2009-03-17 15:23 | 0.002 | 0.00071373 | 0.002 | 0.02026 | 384 | 374 | 10.82 | 748950 | dscfm | 68 | 29.92 |  |  | 4.1 | 13.3 | 300 | 29.97 |  | Method 17 | Soot Blowing | Number 6 Fuel Oil | 384 | 188100 | 0.08 | 18408 | 0.96
| Part II | Yes | A | 3_fPM_T5_R6 | Port Everglades | 617 | PPE3 | Number 6 Fuel Oil | 100% |  |  | Part II | fPM | Method 17 |  |  |  | 0.00071373 | 0 | [9 empty] | 4.1 | 13.3 |  |  |  | 0.001 | lb/MMBtu |  | 9190 | 10320 | 1420 |  | 0.001 |  |  |  | 0.001 | 10.13 | 0.01013 | original database export===> | 3_fPM_T5_R6 |  |  | 617 | PPE03 2009 | PPE STK03 | 6 | 2009-03-17 15:44 | 2009-03-17 16:50 | 0.001 | 0.00071373 | 0.001 | 0.01013 | 384 | 374 | 9.23 | 763859 | dscfm | 68 | 29.92 |  |  | 4.1 | 13.3 | 300 | 29.97 |  | Method 17 | Soot Blowing | Number 6 Fuel Oil | 384 | 188100 | 0.08 | 18408 | 0.96
[52 empty] | submittal_id | Location | Method | Run | RunDate | Compound | Fwt | Mass | lb/dscf | ppm | ppm@7%O2 | ng/dscm | ng/dscm@7%O2 | lb/mmBtuO2 |  | submittal_id | Location | RunDate | Method | RunNumber | RunStartTime | RunEndTime | NetTravPts | NetRunTime | Dn | Cp | Y | Pb | DeltaH | Vm | tm | Vmstd | Vlc | Vwstd | PercH20 | PercH20sat | Mfd | PercCO2 | PercO2 | PercCOplusN2 | Fo | Md | Ms | Pg | Ps | ts | DeltaPavg | Vs | Dstk | Dwdth | Dlngth | As | Qsd | Qaw | PercI | PercEA | Fd | Fc | Fw | MMBtuHr | FuelType | average of runs
| ERT | Yes | A | 3_fPM_T6_R1 | Port Everglades | 617 | PPE3 | Oil, Residual | 100% |  |  | ERT | fPM | Method 29 | 1.3118e-07 | lb/dscf | All catches > 1 mg | [16 empty] | 0.0014998 |  |  | 9190 | 10320 | 1420 |  | 0.0014998 |  |  |  | 0.0014998 | 10.13 | 0.015192 |  | 3_fPM_T6_R1 |  |  | 2285 | PPE3 - Metals | Method 29 | PPE3-29-1 | 2010-03-09 | Filterable Particulate | 0 | 10.6 | 1.3118e-07 |  |  | 2101613.8539 | 1738835.272 | 0.0014998 |  | 2285 | PPE3 - Metals | 2010-03-09 | Method 29 | PPE3-29-1 | 16:44 | 20:54 | 24 | 240 | 0.25 | 0.84 | 1.002 | 29.71 | 1.96 | 182.940 | 82.10 | 178.145 | 390.7 | 18.39 | 9.36 | 100.00 | 0.9064 | 13.96 | 4.1 | 81.94 | 1.20 | 30.40 | 29.24 | 1 | 29.78 | 324.04 | 0.764 | 59.56 | 251 | 0 | 0 | 343.617 | 746,035.1 | 1,227,949.7 | 100.3 | 23.4 | 9190 | 1420 | 10320 | 3915.23645318658 | Oil, Residual | 0.022896
| ERT | Yes | A | 3_fPM_T6_R2 | Port Everglades | 617 | PPE3 | Oil, Residual | 100% |  |  | ERT | fPM | Method 29 | 8.7425e-08 | lb/dscf | All catches > 1 mg | [16 empty] | 0.0010043 |  |  | 9190 | 10320 | 1420 |  | 0.0010043 |  |  |  | 0.0010043 | 10.13 | 0.010174 |  | 3_fPM_T6_R2 |  |  | 2285 | PPE3 - Metals | Method 29 | PPE3-29-2 | 2010-03-10 | Filterable Particulate | 0 | 7.1 | 8.7425e-08 |  |  | 1400624.431 | 1164394.7124 | 0.0010043 |  | 2285 | PPE3 - Metals | 2010-03-10 | Method 29 | PPE3-29-2 | 17:29 | 21:39 | 24 | 240 | 0.25 | 0.84 | 1.002 | 29.56 | 1.94 | 184.660 | 81.69 | 179.043 | 421.1 | 19.82 | 9.97 | 100.00 | 0.9003 | 13.95 | 4.18 | 81.87 | 1.20 | 30.40 | 29.16 | 1 | 29.63 | 322.96 | 0.769 | 59.95 | 251 | 0 | 0 | 343.617 | 743,133.3 | 1,235,990.3 | 101.2 | 24.0 | 9190 | 1420 | 10320 | 3881.43616974973 | Oil, Residual
| ERT | Yes | A | 3_fPM_T6_R3 | Port Everglades | 617 | PPE3 | Oil, Residual | 100% |  |  | ERT | fPM | Method 29 | 1.008e-07 | lb/dscf | All catches > 1 mg | [16 empty] | 0.00116 |  |  | 9190 | 10320 | 1420 |  | 0.00116 |  |  |  | 0.00116 | 10.13 | 0.011751 |  | 3_fPM_T6_R3 |  |  | 2285 | PPE3 - Metals | Method 29 | PPE3-29-3 | 2010-03-11 | Filterable Particulate | 0 | 8.1 | 1.008e-07 |  |  | 1614833.6297 | 1344888.4034 | 0.00116 |  | 2285 | PPE3 - Metals | 2010-03-11 | Method 29 | PPE3-29-3 | 15:37 | 19:47 | 24 | 240 | 0.25 | 0.84 | 1.002 | 29.41 | 1.95 | 184.110 | 83.06 | 177.165 | 451.8 | 21.27 | 10.72 | 100.00 | 0.8928 | 13.88 | 4.21 | 81.91 | 1.20 | 30.39 | 29.06 | 1 | 29.48 | 324.63 | 0.773 | 60.42 | 251 | 0 | 0 | 343.617 | 737,387.4 | 1,245,680.3 | 100.9 | 24.2 | 9190 | 1420 | 10320 | 3844.51448870469 | Oil, Residual
| ERT | Yes | A | 3_fPM_T6_R4 | Port Everglades | 617 | PPE3 | Oil, Residual | 100% |  |  | ERT | fPM | OTM - 27/28 | 2.8793e-07 | lb/dscf | All catches > 1 mg | [16 empty] | 0.0032918 |  |  | 9190 | 10320 | 1420 |  | 0.0032918 |  |  |  | 0.0032918 | 10.13 | 0.033346 |  | 1: 3_fPM_T6_R4; 4: 2285; 5: PPE3 - PM; 6: OTM - 27/28; 7: PPE3-27/28-1; 8: 2010-03-09; 9: Filterable Particulate; 10: 0; 11: 17.55; 12: 2.8793e-07; 15: 4612818.9672; 16: 3816558.5503; 17: 0.0032918
| ERT | Yes | A | 3_fPM_T6_R5 | Port Everglades | 617 | PPE3 | Oil, Residual | 100% |  |  | ERT | fPM | OTM - 27/28 | 3.2474e-07 | lb/dscf | All catches > 1 mg | [16 empty] | 0.0037304 |  |  | 9190 | 10320 | 1420 |  | 0.0037304 |  |  |  | 0.0037304 | 10.13 | 0.037789 |  | 1: 3_fPM_T6_R5; 4: 2285; 5: PPE3 - PM; 6: OTM - 27/28; 7: PPE3-27/28-2; 8: 2010-03-10; 9: Filterable Particulate; 10: 0; 11: 15.925; 12: 3.2474e-07; 15: 5202573.2098; 16: 4325105.7186; 17: 0.0037304
| ERT | Yes | A | 3_fPM_T6_R6 | Port Everglades | 617 | PPE3 | Oil, Residual | 100% |  |  | ERT | fPM | OTM - 27/28 | 2.4985e-07 | lb/dscf | All catches > 1 mg | [16 empty] | 0.0028754 |  |  | 9190 | 10320 | 1420 |  | 0.0028754 |  |  |  | 0.0028754 | 10.13 | 0.029127 |  | 1: 3_fPM_T6_R6; 4: 2285; 5: PPE3 - PM; 6: OTM - 27/28; 7: PPE3-27/28-3; 8: 2010-03-11; 9: Filterable Particulate; 10: 0; 11: 14.375; 12: 2.4985e-07; 15: 4002877.6411; 16: 3333732.7269; 17: 0.0028754
Conversions
1 |  | ppm SO2= | 1.66e-07 | lb/scf
1 |  | ppm Hg= | 5.1979e-07 | lb/scf
1000 |  | mg= | 1 | g
1000000 |  | ug= | 1 | g
454 |  | g= | 1 | lb
1 |  | m^3= | 35.3145 | ft^3
200.59 |  | Hg molecular weight
64.06 |  | SO2 molecular weight
Table 19-2 |  | Fd | Fw | Fc
Fuel Type |  | dscf/MMBtu | wscf/MMBtu | scf/MMBtu
Coal
Anthracite |  | 10100 | 10540 | 1970
Bituminous |  | 9780 | 10640 | 1800
Lignite |  | 9860 | 11950 | 1910
Oil |  | 9190 | 10320 | 1420
Subbituminous |  | 9820 |  | 1840
Petroleum Coke |  | 9830 |  | 1850
QA Calcs
[29 empty] | Using Available Representative Diluent Per Comment | [8 empty] | RTI-QA | [7 empty] | Final for UPL |  | Final for UPL
1 | 2 | 3 | 4 | 5 | 6 | 7 | 8 | 9 | 10 | 11 | 12 | 13 | 14 | 15 | 16 | 17 | 18 | 19 | 20 | 21 | 22 | 23 | 24 | 25 | 26 | 27 | 28 | 29 | 30 | 31 | 32 | 33 | 34 | 35 | 36 | 37 | 38 | 39 | 40 | 41 | 42 | 43 | 44 | 45 | 46 | 47
| Column Source==> | 44 | 44 | 44 | 44 | 44 | 44 | 44 | 44 | 44 | 44
Mystic Runs to Tests | Test Avgs for UPL | R1 | R2 | R3 | R4 | R5 | R6 | R7 | R8 | R9 | R10
Test_IDs | lb/MW | lb/MW | lb/MW | lb/MW | lb/MW | lb/MW | lb/MW | lb/MW | lb/MW | lb/MW | lb/MW | Test_IDs
3_fPM_T4 | 0.009956 | R1: 0.021197; R2: 0.0038539; R3: 0.0048174 | 3_fPM_T4 | 25% Load
3_fPM_T3 | 0.035328 | 0.038539 | 0.038539 | 0.028904 | 0.08104 | 0.08104 | 0.06078 |  |  |  |  | 3_fPM_T3 | 65% Natural Gas
3_fPM_T1 | 0.041751 | 0.038539 | 0.038539 | 0.048174 | 0.22286 | 0.31403 | 0.62806 |  |  |  |  | 3_fPM_T1
3_fPM_T2 | 0.08029 | 0.096348 | 0.077078 | 0.067444 | 0.63819 | 1.1143 | 0.63819 |  |  |  |  | 3_fPM_T2
| Column Source==> | 13 | 13 | 13 | 13 | 13 | 13 | 13 | 13 | 13 | 13
Port Everglades Runs to Tests | Test Avgs for UPL | R1 | R2 | R3 | R4 | R5 | R6 | R7 | R8 | R9 | R10
Test_IDs | Test Avg lb/MW | Run lb/MW | Run lb/MW | Run lb/MW | Run lb/MW | Run lb/MW | Run lb/MW | lb/MW | lb/MW | lb/MW | lb/MW | Test_IDs
3_fPM_T5 | 0.013507 | 0.01013 | 0.01013 | 0.02026 | 0.01013 | 0.02026 | 0.01013 |  |  |  |  | 3_fPM_T5
3_fPM_T6 | 0.022896 | 0.015192 | 0.010174 | 0.011751 | 0.033346 | 0.037789 | 0.029127 |  |  |  |  | 3_fPM_T6
3_fPM_T3 | 0.075975 | 0.08104 | 0.08104 | 0.07091 | 0.08104 | 0.08104 | 0.06078 |  |  |  |  | 3_fPM_T3
3_fPM_T4 | 0.10805 | 0.08104 | 0.11143 | 0.12156 | 0.13169 | 0.11143 | 0.09117 |  |  |  |  | 3_fPM_T4
3_fPM_T1 | 0.35455 | 0.49637 | 0.25325 | 0.21273 | 0.22286 | 0.31403 | 0.62806 |  |  |  |  | 3_fPM_T1 | ESP installed after these tests were conducted.
3_fPM_T2 | 0.77832 | 0.94209 | 1.1042 | 0.23299 | 0.63819 | 1.1143 | 0.63819 |  |  |  |  | 3_fPM_T2 | ESP installed after these tests were conducted.
QA of "1 x MDL" Calculation Function in Cell R11
Term in Row 11, Column R ==> |  | R2: IF(BM11<>"",ROUND((BM11-BL11)*24,0),1); R5: x; R6: 2.20462E-06*0.028317; R8: x; R9: IF(AA11<>"",AA11,AK11) | *20.9/IF(AC11<>"",(20.9-AC11),(20.9-6))
Purpose of Term===> |  | R2: This function determines the duration of the run. If the start time was not provided, the function returns a duration of 1 hour. For a 1 hour run the assumed sample volume is 1 dscm. The units of measure of this term are therefore dscm.; R6: constant; R7: constant; R9: If the submittal specified an F factor the submitted value is used. | If the submittal specified a %O2 the submitted value is used.
|  | R9: Otherwise, the default F factor for the submitted fuel type is used. | Otherwise, the following default %O2 was used==> |  | 6
=ROUND((BM11-BL11)*24,0)*0.00000220462*0.028317*IF(AA11<>"",AA11,AK11)*20.9/IF(AC11<>"",(20.9-AC11),(20.9-$N$302))
|  | R2: Use 1 in this QA Calc to determine the MDL for a 1 mg catch weight. |  |  | 0.00080151 | This is the line that shows implementation of the formula used in cells AA11. Select in the formula bar beside the "fx" symbol at the top of the Excel screen; then select the length of the formula in the formula bar. Then paste this formula into Cell A11.
|  |  | 1 | mg fPM | 2.2046e-06 | lb fPM | 0.028317 | dscm flue gas | 9190 | dscf flue gas |  | 20.9 | %O2 = | 0.00080151 | lb fPM
|  | R3: dscm flue gas; R5: mg; R7: dscf flue gas; R9: MMBtu | 14.96 | %O2 = |  | MMBtu
Note on BP20: stboone: Runs were at approximately 25% Capacity. These 3 runs composed the lowest stack test reported for continental oil units. However, the unit load of 25% is not comparable to other the other full load tests submitted in the ICR. Without this test Mystic was not the top rated unit.

## Intstructions
Step 1. Identify size of sample set.
Large: When N (total number of sources) ≥ 20. For a large sample set can assume normal distribution based on the Central Limit Theorem; use the "UPL Pooled Template" .
Small: When N (total number of sources) < 20. For a small sample set the Central Limit Theorem cannot be used to support the normality assumption; move on to Step 2.
Step 2. Identify Normality of sample set.
Statistical tests of the kurtosis and skewness are used to evaluate the normality assumption.
If you have three or less runs in your entire sample set, skip down to Step 6.
If you have more than three runs in your entire sample set, start in the "UPL Pooled Template" and test for normality in cells B45:B51. If the Kurtosis and Skewness tests show that raw data is Normal, you may continue to use the "UPL Pooled Template".
If the Kurtosis and Skewness tests show that raw data is Not Normal, move on to Step 3.
Step 3. Transform raw data to lognormal data.
In the "Lognormal Template", take the LN() of the raw data in cells B55:L89 and test the normality again of the LN-data transformed in cells C45:C51.
If Kurtosis and Skewness tests show that the LN-data transformed is Lognormal, continue to use the "Lognormal Template".
If Kurtosis and Skewness tests show that the LN-data transformed is Not Lognormal, move on to Step 4.
Step 4. Apply Skewness Adjustment.
For data that is Not Normal and Not Lognormal, use the "Skewness Adjustment Template". This is essentially the UPL Pooled Template with a Skewness Adjustment. Note: DO NOT not use this template if n<13 (n is number of individual runs).
For data that is Not Normal and Not Lognormal with n<13, move on to Step 5.
Step 5.
See "Step 5. Intructions" tab
Step 6.
See "Step 6. Intructions" tab
Things to keep in mind:
Type of data affects m (number of future runs) that will be used in calculation, for example:
If the average of three test runs is used to determine compliance; m=3
If 30-day averages are used to determine compliance; m=30
N = total number of sources
n = number of individual runs
df = degrees of freedom = n - 1
X = mean of data
s2 = pooled vaiance of data
m = number of future runs
tdf = t-statistic: t-distribution with df degrees of freedom at .99 confidence level

## Step 5. Instructions
Step 5. Instructions
For data sets that are Non Normal & Non Lognormal with n<13
1) Go to the "Template_nonnormal" tab. The adjustment starts in Row 150. Copy the kurtosis value (B41) and skewness value (B44) in the "Template_nonnormal" tab into cells H14 and H12 respectively of the "Calculations for Template" tab.
2) Cell E114 of the "Template_nonnormal" tab shows the actual confidence level (1 - 'Calculations for Template'!J139) after accounting for the skewness and kurtosis. If the confidence level is larger than 99.00% or lower than 99.00% then we need to adjust the t-statistic.
3) Row 115 of the "Template_nonnormal" tab uses the IF function in EXCEL to conclude about the need to adjust or not. If you don’t need to adjust (because the difference between the actual level and 99.00% is not that large) then you can use the t-statistic in cell H102 of the "Template_nonnormal" tab. If the difference is significant, then you need to adjust the t-statistic.
4) The “Calculations_for_Template” tab has the calculations for the confidence level for the first t-statistic in cell H102 from the“Template_nonnormal” tab. Input values for this tab are obtained from the “Template_nonnormal” tab, so you don’t need to worry about it.
5) To adjust the t-statistic go to the “Recalculate t-stat” tab. This tab starts with the t-statistic in cell H102 from the “Template_nonnormal” tab. If the confidence level from cell E114 of the "Template_nonnormal" tab was larger or lower THAN 99.00% you need to decrease or increase the t-statistic so you get closer to 99.00%. Cell G3 has the value of the increase also called "interval", the candidate t-values will be calculated as the t-value in cell H102 plus multiples of the interval, for example if the t-value is 2, and the interval is 0.3, then the candidate t-values are: 2.03, 2.06, 2.09, 3.12, etc. These are calculated automatically for you in row 5 after a value is placed in cell G3. The corresponding p-values and confidence levels are also calculated automatically for you. Cell G3, the “interval” can be manipulated. For example, start with 0.1 and notice what the values in row 9 are. If they are not 99.00% keep increaseing or decreasing the value in G3 until one of the values in row 9 is 99.00% and you get a "YES" value in row 11 in the same column. You may have to go out to several significant figures.
Calculations are in the tabs: Recalculations1 to Recalculations6. You don’t need to worry about them, they are basically duplicates of tab “Calculations_for_Template” and each one use a different value of the candidate t-values in row 5.
6) Sometimes the actual significance level in cell E114 of tab “Template_nonnormal” is larger than 99%, then you have to use a negative interval (meaning that your value in cell G3, tab “Recalculate t-stat” has to be negative), for example instead of 0.389, it has to be -0.389 or another negative number.
7) Once you get the adjusted t-value from tab “Recalculate t-stat”, you copy the t-value and paste special the value into cell E119 in tab “Template_nonnormal”.
8) The template will calculate the UPL for you in cell E122.

## Template_nonnormal
Emissions
Runs | 1588 Port Everglades PPE3
1 | 0.013502
2 | 0.022889
3 | 0.075949
4 | 0.10802
5
6
7
8
9
10
11
12
13
14
15
16
17
18
19
20
21
22
23
24
25
26
27
28
29
30
31
32
33
34
35
Testing Normality | Raw Data
Sample Size | 4
Kurtosis | -3.4237 |  |  | ### Make sure that kurtosis and skewness are copied in "Calculations for Template", in cells H14 and H12 respectively
SE Kurtosis | 1.291
Result Kurtosis | non normal
Skewness | 0.38755
SE Skewness | 1.0142 |  | RESULT
Result Skewness | normal |  | non normal
ni = number test runs = | 4 | 0 | 0 | 0 | 0 | 0 | 0 | 0 | 0 | 0 | 0
Total Number of sources = | 1
n =Total # test runs = | 4
3
This step is for QC only:
means | 0.055089 | #DIV/0! | #DIV/0! | #DIV/0! | #DIV/0! | #DIV/0! | #DIV/0! | #DIV/0! | #DIV/0! | #DIV/0! | #DIV/0!
0.055089
Mean =
Pooled Variance = |  |  | 0.0020009
m= number future runs = | 1
Term1 | 1.25
Term2 | 0.0025012
Squared root Term2 |  | 0.050012
NOTE: the pvalue for the t-statistic is calculated as: 2*alpha, where 1-alpha is desired confidence, so if 99% confidence is desired then alpha=0.01 and 2*alpha=2*(0.01)
t-statistic | = quantile t-distribution with df degrees of freedom at .99 confidence level = | [5 empty] | 4.5407
Adjustment for non-normality (skewness and kurtosis) for any sample size in particular for small samples
a) n = number of test-runs = | [8 empty] | 4
b) Calculate u0 | [8 empty] | 0.12702
| Current Confidence Level is |  |  | 97.84%
Conclusion | Confidence Level is not 99%, Go to recalculate tab to fix the Confidence Level
| interval of differences for t-values used |  |  | 0.41
| new t-statistic from tab Recalculate t-statistic |  |  | 6.1807
Adjusted UPL for skewness and kurtosis for all sample size |  |  |  | 0.3642

## Calculations for Template
Calculate the Incomplete Beta Functions needed for adjustment
Incomplete Beta Function approximation
where
Inputs |  |  |  |  | skewness= |  | 0.38755
x=u0= |  | 0.12702 |  |  | kurtosis= |  | -3.4237
n= |  | 4
t0=t= |  | 4.5407
c.1.) Calculate | [7 empty] | d.1.) Calculate |  |  |  | e.1.) Calculate |  |  |  | f.1.) Calculate |  |  |  | g.1.) Calculate |  |  |  | h.1.) Calculate
a= | 1.5 | [6 empty] | a= | 2.5 |  |  | a= | 3.5 |  |  | a= | 3.5 |  |  | a= | 1.5 |  |  | a= | 2.5
b= | 0.5 | [6 empty] | b= | 0.5 |  |  | b= | 0.5 |  |  | b= | 0.5 |  |  | b= | 1 |  |  | b= | 1
w= | 0.072752 | [6 empty] | w= | 0.072752 |  |  | w= | 0.072752 |  |  | w= | 0.072752 |  |  | w= | 0.1455 |  |  | w= | 0.1455
Calculations | [7 empty] | Calculations |  |  |  | Calculations |  |  |  | Calculations |  |  |  | Calculations |  |  |  | Calculations
c.1.1. |  | 0.014134 | [5 empty] | d.1.1. |  | 0.00040787 |  | e.1.1. |  | 8.4387e-06 |  | f.1.1. |  | 8.4387e-06 |  | g.1.1. |  | 0.038289 |  | h.1.1. |  | 0.0021912
c.1.2. |  | 0.88623 | [5 empty] | d.1.2. |  | 1.3293 |  | e.1.2. |  | 3.3234 |  | f.1.2. |  | 3.3234 |  | g.1.2. |  | 0.88623 |  | h.1.2. |  | 1.3293
c.1.3 |  | 0.020589 | [5 empty] | d.1.3 |  | 0.00099858 |  | e.1.3 |  | 2.9059e-05 |  | f.1.3 |  | 2.9059e-05 |  | g.1.3 |  | 0.054147 |  | h.1.3 |  | 0.0052524
c.1.4. |  | 0.42725 | [5 empty] | d.1.4. |  | 1.4272 |  | e.1.4. |  | 2.4272 |  | f.1.4. |  | 2.4272 |  | g.1.4. |  | 0.17725 |  | h.1.4. |  | 0.67725
c.1.5. |  |  |  | -0.14583 |  |  |  | d.1.5. |  |  | 0.8125 | e.1.5. |  |  | 5.9375 | f.1.5. |  |  | 5.9375 | g.1.5. |  |  | -0.14583 | h.1.5. |  |  | 0.8125
c.1.6 |  |  |  | 0.069721 |  |  |  | d.1.6 |  |  | 0.37285 | e.1.6 |  |  | 0.89424 | f.1.6 |  |  | 0.89424 | g.1.6 |  |  | 0.13944 | h.1.6 |  |  | 0.74571
c.1.7 |  |  |  | 0.011027 |  |  |  | d.1.7 |  |  | 0.018966 | e.1.7 |  |  | 0.026905 | f.1.7 |  |  | 0.026905 | g.1.7 |  |  | 0.044107 | h.1.7 |  |  | 0.075864
Result1: |  |  |  | 0.02053 |  |  |  | Result2: |  |  | 0.0021898 | Result3: |  |  | 0.0002204 | Result4: |  |  | 0.0002204 | Result5: |  |  | 0.049517 | Result6: |  |  | 0.0053908
1- Calculate |  |  |  |  | 0.010265
2- Calculate
2.1. Calculate |  |  | 0.033245
2.2. Calculate |  |  | 11.595
2.3. Calculate |  |  |  | 173.9017
Result: |  |  |  | 0.0022166
3-Calculate
3.1. Calculate |  |  |  | 0.19947
3.2. Calculate |  |  |  | 0.23272
Result |  |  |  | 0.010448
4-Calculate
4.1. Calculate |  |  |  |  | 0.0025662
4.2. Calculate | [5 empty] | 0.00082118
4.3. Calculate | [5 empty] | 5.5101e-05
Result: | [5 empty] | 0.0018001
5- Calculate
0.01112
5.1. Calculate
0.0041059
5.2. Calculate
5.3. Calculate | [5 empty] | 0.00044081
5.4. Calculate | [6 empty] | 0.00014694
Result |  | 0.0073082
Corrected probability is:: | [8 empty] | 0.021575

## Recalculate t-stat
1) Start with initial t-statistic from Template | 4.5407
2) Determine interval of differences for t-values | 0.27
2) Candidate values for t-statistic | 4.8107 | 5.0807 | 5.3507 | 5.6207 | 5.8907 | 6.1607
3) Corrected p-values | 0.018781 | 0.016424 | 0.014426 | 0.012726 | 0.011271 | 0.010023
Acutal significance level with t-value | 98.12% | 98.36% | 98.56% | 98.73% | 98.87% | 99%
4) Is p-value closed enough to 0.01? | NO | NO | NO | NO | NO | YES
4) If you don't get a YES in row 11, play around with the cell G3, the interval for differences until you get one p-value closed to 0.01
5) Once you get a YES, use the t-statistic in the calculations of the UPL.
Go back to Template_nonnormal tab and paste the value in row 5 that has a Yes in row 11.
Copy the new t-value in cell E119 Template_nonnormal

## Recalculations1
Calculate u0. Sustitute each candidate t-value in u0 equation | [7 empty] | t-statistic= | 4.8107 |  | u0= | 0.11475
Calculate the Incomplete Beta Functions needed for adjustment
Incomplete Beta Function approximation
where
Inputs |  |  |  |  | skewness= |  | 0.38755
x=u0= |  | 0.11475 |  |  | kurtosis= |  | -3.4237
n= |  | 4
t0=t= |  | 4.5407
c.1.) Calculate | [7 empty] | d.1.) Calculate |  |  |  |  | e.1.) Calculate |  |  |  | f.1.) Calculate |  |  |  | g.1.) Calculate |  |  |  | h.1.) Calculate
a= | 1.5 | [6 empty] | a= | 2.5 |  |  |  | a= | 3.5 |  |  | a= | 3.5 |  |  | a= | 1.5 |  |  | a= | 2.5
b= | 0.5 | [6 empty] | b= | 0.5 |  |  |  | b= | 0.5 |  |  | b= | 0.5 |  |  | b= | 1 |  |  | b= | 1
w= | 0.064815 | [6 empty] | w= | 0.064815 |  |  |  | w= | 0.064815 |  |  | w= | 0.064815 |  |  | w= | 0.12963 |  |  | w= | 0.12963
Calculations | [7 empty] | Calculations |  |  |  |  | Calculations |  |  |  | Calculations |  |  |  | Calculations |  |  |  | Calculations
c.1.1. |  | 0.011941 | [5 empty] | d.1.1. |  | 0.00030729 |  |  | e.1.1. |  | 5.667e-06 |  | f.1.1. |  | 5.667e-06 |  | g.1.1. |  | 0.032501 |  | h.1.1. |  | 0.0016601
c.1.2. |  | 0.88623 | [5 empty] | d.1.2. |  | 1.3293 |  |  | e.1.2. |  | 3.3234 |  | f.1.2. |  | 3.3234 |  | g.1.2. |  | 0.88623 |  | h.1.2. |  | 1.3293
c.1.3 |  | 0.017451 | [5 empty] | d.1.3 |  | 0.00075405 |  |  | e.1.3 |  | 1.9549e-05 |  | f.1.3 |  | 1.9549e-05 |  | g.1.3 |  | 0.046261 |  | h.1.3 |  | 0.0039979
c.1.4. |  | 0.43519 | [5 empty] | d.1.4. |  | 1.4352 |  |  | e.1.4. |  | 2.4352 |  | f.1.4. |  | 2.4352 |  | g.1.4. |  | 0.18519 |  | h.1.4. |  | 0.68519
c.1.5. |  |  |  | -0.14583 |  |  |  | d.1.5. |  |  |  | 0.8125 | e.1.5. |  |  | 5.9375 | f.1.5. |  |  | 5.9375 | g.1.5. |  |  | -0.14583 | h.1.5. |  |  | 0.8125
c.1.6 |  |  |  | 0.062114 |  |  |  | d.1.6 |  |  |  | 0.33218 | e.1.6 |  |  | 0.79668 | f.1.6 |  |  | 0.79668 | g.1.6 |  |  | 0.12423 | h.1.6 |  |  | 0.66435
c.1.7 |  |  |  | 0.008752 |  |  |  | d.1.7 |  |  |  | 0.015053 | e.1.7 |  |  | 0.021355 | f.1.7 |  |  | 0.021355 | g.1.7 |  |  | 0.035008 | h.1.7 |  |  | 0.060214
Result1: |  |  |  | 0.01759 |  |  |  | Result2: |  |  |  | 0.0016868 | Result3: |  |  | 0.00015023 | Result4: |  |  | 0.00015023 | Result5: |  |  | 0.042509 | Result6: |  |  | 0.0041953
1- Calculate |  |  |  |  | 0.008795
2- Calculate
2.1. Calculate |  |  | 0.033245
2.2. Calculate |  |  | 11.595
2.3. Calculate |  |  |  | 173.9017
Result: |  |  |  | 0.0022166
3-Calculate
3.1. Calculate |  |  |  | 0.19947
3.2. Calculate |  |  |  | 0.23272
Result |  |  |  | 0.0090557
4-Calculate
4.1. Calculate |  |  |  |  | 0.0021988
4.2. Calculate | [5 empty] | 0.00063255
4.3. Calculate | [5 empty] | 3.7557e-05
Result: | [5 empty] | 0.0016038
5- Calculate
0.009528
5.1. Calculate
0.0031627
5.2. Calculate
5.3. Calculate | [5 empty] | 0.00030045
5.4. Calculate | [6 empty] | 0.00010015
Result |  | 0.0065655
Corrected probability is:: | [8 empty] | 0.018781

## Recalculations2
Calculate u0. Sustitute each candidate t-value in u0 equation | [7 empty] | t-statistic= | 5.0807 |  | u0= | 0.10412
Calculate the Incomplete Beta Functions needed for adjustment
Incomplete Beta Function approximation
where
Inputs |  |  |  |  | skewness= |  | 0.38755
x=u0= |  | 0.10412 |  |  | kurtosis= |  | -3.4237
n= |  | 4
t0=t= |  | 4.5407
c.1.) Calculate | [7 empty] | d.1.) Calculate |  |  |  |  | e.1.) Calculate |  |  |  | f.1.) Calculate |  |  |  | g.1.) Calculate |  |  |  | h.1.) Calculate
a= | 1.5 | [6 empty] | a= | 2.5 |  |  |  | a= | 3.5 |  |  | a= | 3.5 |  |  | a= | 1.5 |  |  | a= | 2.5
b= | 0.5 | [6 empty] | b= | 0.5 |  |  |  | b= | 0.5 |  |  | b= | 0.5 |  |  | b= | 1 |  |  | b= | 1
w= | 0.058109 | [6 empty] | w= | 0.058109 |  |  |  | w= | 0.058109 |  |  | w= | 0.058109 |  |  | w= | 0.11622 |  |  | w= | 0.11622
Calculations | [7 empty] | Calculations |  |  |  |  | Calculations |  |  |  | Calculations |  |  |  | Calculations |  |  |  | Calculations
c.1.1. |  | 0.010177 | [5 empty] | d.1.1. |  | 0.00023499 |  |  | e.1.1. |  | 3.8869e-06 |  | f.1.1. |  | 3.8869e-06 |  | g.1.1. |  | 0.027809 |  | h.1.1. |  | 0.0012755
c.1.2. |  | 0.88623 | [5 empty] | d.1.2. |  | 1.3293 |  |  | e.1.2. |  | 3.3234 |  | f.1.2. |  | 3.3234 |  | g.1.2. |  | 0.88623 |  | h.1.2. |  | 1.3293
c.1.3 |  | 0.014914 | [5 empty] | d.1.3 |  | 0.00057775 |  |  | e.1.3 |  | 1.3429e-05 |  | f.1.3 |  | 1.3429e-05 |  | g.1.3 |  | 0.039801 |  | h.1.3 |  | 0.0030837
c.1.4. |  | 0.44189 | [5 empty] | d.1.4. |  | 1.4419 |  |  | e.1.4. |  | 2.4419 |  | f.1.4. |  | 2.4419 |  | g.1.4. |  | 0.19189 |  | h.1.4. |  | 0.69189
c.1.5. |  |  |  | -0.14583 |  |  |  | d.1.5. |  |  |  | 0.8125 | e.1.5. |  |  | 5.9375 | f.1.5. |  |  | 5.9375 | g.1.5. |  |  | -0.14583 | h.1.5. |  |  | 0.8125
c.1.6 |  |  |  | 0.055688 |  |  |  | d.1.6 |  |  |  | 0.29781 | e.1.6 |  |  | 0.71426 | f.1.6 |  |  | 0.71426 | g.1.6 |  |  | 0.11138 | h.1.6 |  |  | 0.59562
c.1.7 |  |  |  | 0.0070347 |  |  |  | d.1.7 |  |  |  | 0.0121 | e.1.7 |  |  | 0.017165 | f.1.7 |  |  | 0.017165 | g.1.7 |  |  | 0.028139 | h.1.7 |  |  | 0.048399
Result1: |  |  |  | 0.015172 |  |  |  | Result2: |  |  |  | 0.0013141 | Result3: |  |  | 0.00010433 | Result4: |  |  | 0.00010433 | Result5: |  |  | 0.03673 | Result6: |  |  | 0.003297
1- Calculate |  |  |  |  | 0.0075861
2- Calculate
2.1. Calculate |  |  | 0.033245
2.2. Calculate |  |  | 11.595
2.3. Calculate |  |  |  | 173.9017
Result: |  |  |  | 0.0022166
3-Calculate
3.1. Calculate |  |  |  | 0.19947
3.2. Calculate |  |  |  | 0.23272
Result |  |  |  | 0.00789
4-Calculate
4.1. Calculate |  |  |  |  | 0.0018965
4.2. Calculate | [5 empty] | 0.00049279
4.3. Calculate | [5 empty] | 2.6083e-05
Result: | [5 empty] | 0.0014298
5- Calculate
0.0082183
5.1. Calculate
0.002464
5.2. Calculate
5.3. Calculate | [5 empty] | 0.00020867
5.4. Calculate | [6 empty] | 6.9555e-05
Result |  | 0.0058935
Corrected probability is:: | [8 empty] | 0.016424

## Recalculations3
Calculate u0. Sustitute each candidate t-value in u0 equation | [7 empty] | t-statistic= | 5.3507 |  | u0= | 0.094847
Calculate the Incomplete Beta Functions needed for adjustment
Incomplete Beta Function approximation
where
Inputs |  |  |  |  | skewness= |  | 0.38755
x=u0= |  | 0.094847 |  |  | kurtosis= |  | -3.4237
n= |  | 4
t0=t= |  | 4.5407
c.1.) Calculate | [7 empty] | d.1.) Calculate |  |  |  |  | e.1.) Calculate |  |  |  | f.1.) Calculate |  |  |  | g.1.) Calculate |  |  |  | h.1.) Calculate
a= | 1.5 | [6 empty] | a= | 2.5 |  |  |  | a= | 3.5 |  |  | a= | 3.5 |  |  | a= | 1.5 |  |  | a= | 2.5
b= | 0.5 | [6 empty] | b= | 0.5 |  |  |  | b= | 0.5 |  |  | b= | 0.5 |  |  | b= | 1 |  |  | b= | 1
w= | 0.052393 | [6 empty] | w= | 0.052393 |  |  |  | w= | 0.052393 |  |  | w= | 0.052393 |  |  | w= | 0.10479 |  |  | w= | 0.10479
Calculations | [7 empty] | Calculations |  |  |  |  | Calculations |  |  |  | Calculations |  |  |  | Calculations |  |  |  | Calculations
c.1.1. |  | 0.0087429 | [5 empty] | d.1.1. |  | 0.00018213 |  |  | e.1.1. |  | 2.7172e-06 |  | f.1.1. |  | 2.7172e-06 |  | g.1.1. |  | 0.02397 |  | h.1.1. |  | 0.0009926
c.1.2. |  | 0.88623 | [5 empty] | d.1.2. |  | 1.3293 |  |  | e.1.2. |  | 3.3234 |  | f.1.2. |  | 3.3234 |  | g.1.2. |  | 0.88623 |  | h.1.2. |  | 1.3293
c.1.3 |  | 0.012841 | [5 empty] | d.1.3 |  | 0.00044852 |  |  | e.1.3 |  | 9.3997e-06 |  | f.1.3 |  | 9.3997e-06 |  | g.1.3 |  | 0.034466 |  | h.1.3 |  | 0.0024077
c.1.4. |  | 0.44761 | [5 empty] | d.1.4. |  | 1.4476 |  |  | e.1.4. |  | 2.4476 |  | f.1.4. |  | 2.4476 |  | g.1.4. |  | 0.19761 |  | h.1.4. |  | 0.69761
c.1.5. |  |  |  | -0.14583 |  |  |  | d.1.5. |  |  |  | 0.8125 | e.1.5. |  |  | 5.9375 | f.1.5. |  |  | 5.9375 | g.1.5. |  |  | -0.14583 | h.1.5. |  |  | 0.8125
c.1.6 |  |  |  | 0.05021 |  |  |  | d.1.6 |  |  |  | 0.26851 | e.1.6 |  |  | 0.64399 | f.1.6 |  |  | 0.64399 | g.1.6 |  |  | 0.10042 | h.1.6 |  |  | 0.53702
c.1.7 |  |  |  | 0.0057187 |  |  |  | d.1.7 |  |  |  | 0.0098362 | e.1.7 |  |  | 0.013954 | f.1.7 |  |  | 0.013954 | g.1.7 |  |  | 0.022875 | h.1.7 |  |  | 0.039345
Result1: |  |  |  | 0.013168 |  |  |  | Result2: |  |  |  | 0.0010347 | Result3: |  |  | 7.3712e-05 | Result4: |  |  | 7.3712e-05 | Result5: |  |  | 0.031929 | Result6: |  |  | 0.0026155
1- Calculate |  |  |  |  | 0.0065841
2- Calculate
2.1. Calculate |  |  | 0.033245
2.2. Calculate |  |  | 11.595
2.3. Calculate |  |  |  | 173.9017
Result: |  |  |  | 0.0022166
3-Calculate
3.1. Calculate |  |  |  | 0.19947
3.2. Calculate |  |  |  | 0.23272
Result |  |  |  | 0.0069086
4-Calculate
4.1. Calculate |  |  |  |  | 0.001646
4.2. Calculate | [5 empty] | 0.000388
4.3. Calculate | [5 empty] | 1.8428e-05
Result: | [5 empty] | 0.0012765
5- Calculate
0.0071328
5.1. Calculate
0.00194
5.2. Calculate
5.3. Calculate | [5 empty] | 0.00014742
5.4. Calculate | [6 empty] | 4.9141e-05
Result |  | 0.0052911
Corrected probability is:: | [8 empty] | 0.014426

## Recalculations4
Calculate u0. Sustitute each candidate t-value in u0 equation | [7 empty] | t-statistic= | 5.6207 |  | u0= | 0.086725
Calculate the Incomplete Beta Functions needed for adjustment
Incomplete Beta Function approximation
where
Inputs |  |  |  |  | skewness= |  | 0.38755
x=u0= |  | 0.086725 |  |  | kurtosis= |  | -3.4237
n= |  | 4
t0=t= |  | 4.5407
c.1.) Calculate | [7 empty] | d.1.) Calculate |  |  |  |  | e.1.) Calculate |  |  |  | f.1.) Calculate |  |  |  | g.1.) Calculate |  |  |  | h.1.) Calculate
a= | 1.5 | [6 empty] | a= | 2.5 |  |  |  | a= | 3.5 |  |  | a= | 3.5 |  |  | a= | 1.5 |  |  | a= | 2.5
b= | 0.5 | [6 empty] | b= | 0.5 |  |  |  | b= | 0.5 |  |  | b= | 0.5 |  |  | b= | 1 |  |  | b= | 1
w= | 0.04748 | [6 empty] | w= | 0.04748 |  |  |  | w= | 0.04748 |  |  | w= | 0.04748 |  |  | w= | 0.09496 |  |  | w= | 0.09496
Calculations | [7 empty] | Calculations |  |  |  |  | Calculations |  |  |  | Calculations |  |  |  | Calculations |  |  |  | Calculations
c.1.1. |  | 0.0075647 | [5 empty] | d.1.1. |  | 0.00014289 |  |  | e.1.1. |  | 1.9325e-06 |  | f.1.1. |  | 1.9325e-06 |  | g.1.1. |  | 0.0208 |  | h.1.1. |  | 0.00078146
c.1.2. |  | 0.88623 | [5 empty] | d.1.2. |  | 1.3293 |  |  | e.1.2. |  | 3.3234 |  | f.1.2. |  | 3.3234 |  | g.1.2. |  | 0.88623 |  | h.1.2. |  | 1.3293
c.1.3 |  | 0.011133 | [5 empty] | d.1.3 |  | 0.00035239 |  |  | e.1.3 |  | 6.6925e-06 |  | f.1.3 |  | 6.6925e-06 |  | g.1.3 |  | 0.030028 |  | h.1.3 |  | 0.001901
c.1.4. |  | 0.45252 | [5 empty] | d.1.4. |  | 1.4525 |  |  | e.1.4. |  | 2.4525 |  | f.1.4. |  | 2.4525 |  | g.1.4. |  | 0.20252 |  | h.1.4. |  | 0.70252
c.1.5. |  |  |  | -0.14583 |  |  |  | d.1.5. |  |  |  | 0.8125 | e.1.5. |  |  | 5.9375 | f.1.5. |  |  | 5.9375 | g.1.5. |  |  | -0.14583 | h.1.5. |  |  | 0.8125
c.1.6 |  |  |  | 0.045502 |  |  |  | d.1.6 |  |  |  | 0.24333 | e.1.6 |  |  | 0.58361 | f.1.6 |  |  | 0.58361 | g.1.6 |  |  | 0.091003 | h.1.6 |  |  | 0.48667
c.1.7 |  |  |  | 0.0046965 |  |  |  | d.1.7 |  |  |  | 0.0080781 | e.1.7 |  |  | 0.01146 | f.1.7 |  |  | 0.01146 | g.1.7 |  |  | 0.018786 | h.1.7 |  |  | 0.032312
Result1: |  |  |  | 0.011495 |  |  |  | Result2: |  |  |  | 0.00082273 | Result3: |  |  | 5.2902e-05 | Result4: |  |  | 5.2902e-05 | Result5: |  |  | 0.027911 | Result6: |  |  | 0.0020933
1- Calculate |  |  |  |  | 0.0057476
2- Calculate
2.1. Calculate |  |  | 0.033245
2.2. Calculate |  |  | 11.595
2.3. Calculate |  |  |  | 173.9017
Result: |  |  |  | 0.0022166
3-Calculate
3.1. Calculate |  |  |  | 0.19947
3.2. Calculate |  |  |  | 0.23272
Result |  |  |  | 0.0060779
4-Calculate
4.1. Calculate |  |  |  |  | 0.0014369
4.2. Calculate | [5 empty] | 0.00030852
4.3. Calculate | [5 empty] | 1.3226e-05
Result: | [5 empty] | 0.0011416
5- Calculate
0.0062266
5.1. Calculate
0.0015426
5.2. Calculate
5.3. Calculate | [5 empty] | 0.0001058
5.4. Calculate | [6 empty] | 3.5268e-05
Result |  | 0.0047545
Corrected probability is:: | [8 empty] | 0.012726

## Recalculations5
Calculate u0. Sustitute each candidate t-value in u0 equation | [7 empty] | t-statistic= | 5.8907 |  | u0= | 0.079575
Calculate the Incomplete Beta Functions needed for adjustment
Incomplete Beta Function approximation
where
Inputs |  |  |  |  | skewness= |  | 0.38755
x=u0= |  | 0.079575 |  |  | kurtosis= |  | -3.4237
n= |  | 4
t0=t= |  | 4.5407
c.1.) Calculate | [7 empty] | d.1.) Calculate |  |  |  |  | e.1.) Calculate |  |  |  | f.1.) Calculate |  |  |  | g.1.) Calculate |  |  |  | h.1.) Calculate
a= | 1.5 | [6 empty] | a= | 2.5 |  |  |  | a= | 3.5 |  |  | a= | 3.5 |  |  | a= | 1.5 |  |  | a= | 2.5
b= | 0.5 | [6 empty] | b= | 0.5 |  |  |  | b= | 0.5 |  |  | b= | 0.5 |  |  | b= | 1 |  |  | b= | 1
w= | 0.043227 | [6 empty] | w= | 0.043227 |  |  |  | w= | 0.043227 |  |  | w= | 0.043227 |  |  | w= | 0.086454 |  |  | w= | 0.086454
Calculations | [7 empty] | Calculations |  |  |  |  | Calculations |  |  |  | Calculations |  |  |  | Calculations |  |  |  | Calculations
c.1.1. |  | 0.0065881 | [5 empty] | d.1.1. |  | 0.00011335 |  |  | e.1.1. |  | 1.3961e-06 |  | f.1.1. |  | 1.3961e-06 |  | g.1.1. |  | 0.018161 |  | h.1.1. |  | 0.00062179
c.1.2. |  | 0.88623 | [5 empty] | d.1.2. |  | 1.3293 |  |  | e.1.2. |  | 3.3234 |  | f.1.2. |  | 3.3234 |  | g.1.2. |  | 0.88623 |  | h.1.2. |  | 1.3293
c.1.3 |  | 0.0097122 | [5 empty] | d.1.3 |  | 0.00027989 |  |  | e.1.3 |  | 4.8395e-06 |  | f.1.3 |  | 4.8395e-06 |  | g.1.3 |  | 0.026308 |  | h.1.3 |  | 0.0015163
c.1.4. |  | 0.45677 | [5 empty] | d.1.4. |  | 1.4568 |  |  | e.1.4. |  | 2.4568 |  | f.1.4. |  | 2.4568 |  | g.1.4. |  | 0.20677 |  | h.1.4. |  | 0.70677
c.1.5. |  |  |  | -0.14583 |  |  |  | d.1.5. |  |  |  | 0.8125 | e.1.5. |  |  | 5.9375 | f.1.5. |  |  | 5.9375 | g.1.5. |  |  | -0.14583 | h.1.5. |  |  | 0.8125
c.1.6 |  |  |  | 0.041426 |  |  |  | d.1.6 |  |  |  | 0.22154 | e.1.6 |  |  | 0.53133 | f.1.6 |  |  | 0.53133 | g.1.6 |  |  | 0.082852 | h.1.6 |  |  | 0.44308
c.1.7 |  |  |  | 0.0038929 |  |  |  | d.1.7 |  |  |  | 0.0066958 | e.1.7 |  |  | 0.0094987 | f.1.7 |  |  | 0.0094987 | g.1.7 |  |  | 0.015572 | h.1.7 |  |  | 0.026783
Result1: |  |  |  | 0.010089 |  |  |  | Result2: |  |  |  | 0.00066027 | Result3: |  |  | 3.8519e-05 | Result4: |  |  | 3.8519e-05 | Result5: |  |  | 0.024528 | Result6: |  |  | 0.0016895
1- Calculate |  |  |  |  | 0.0050445
2- Calculate
2.1. Calculate |  |  | 0.033245
2.2. Calculate |  |  | 11.595
2.3. Calculate |  |  |  | 173.9017
Result: |  |  |  | 0.0022166
3-Calculate
3.1. Calculate |  |  |  | 0.19947
3.2. Calculate |  |  |  | 0.23272
Result |  |  |  | 0.005371
4-Calculate
4.1. Calculate |  |  |  |  | 0.0012611
4.2. Calculate | [5 empty] | 0.0002476
4.3. Calculate | [5 empty] | 9.6296e-06
Result: | [5 empty] | 0.0010231
5- Calculate
0.0054648
5.1. Calculate
0.001238
5.2. Calculate
5.3. Calculate | [5 empty] | 7.7037e-05
5.4. Calculate | [6 empty] | 2.5679e-05
Result |  | 0.0042782
Corrected probability is:: | [8 empty] | 0.011271

## Recalculations6
Calculate u0. Sustitute each candidate t-value in u0 equation | [7 empty] | t-statistic= | 6.1607 |  | u0= | 0.073252
Calculate the Incomplete Beta Functions needed for adjustment
Incomplete Beta Function approximation
where
Inputs |  |  |  |  | skewness= |  | 0.38755
x=u0= |  | 0.073252 |  |  | kurtosis= |  | -3.4237
n= |  | 4
t0=t= |  | 4.5407
c.1.) Calculate | [7 empty] | d.1.) Calculate |  |  |  |  | e.1.) Calculate |  |  |  | f.1.) Calculate |  |  |  | g.1.) Calculate |  |  |  | h.1.) Calculate
a= | 1.5 | [6 empty] | a= | 2.5 |  |  |  | a= | 3.5 |  |  | a= | 3.5 |  |  | a= | 1.5 |  |  | a= | 2.5
b= | 0.5 | [6 empty] | b= | 0.5 |  |  |  | b= | 0.5 |  |  | b= | 0.5 |  |  | b= | 1 |  |  | b= | 1
w= | 0.039521 | [6 empty] | w= | 0.039521 |  |  |  | w= | 0.039521 |  |  | w= | 0.039521 |  |  | w= | 0.079043 |  |  | w= | 0.079043
Calculations | [7 empty] | Calculations |  |  |  |  | Calculations |  |  |  | Calculations |  |  |  | Calculations |  |  |  | Calculations
c.1.1. |  | 0.0057721 | [5 empty] | d.1.1. |  | 9.0836e-05 |  |  | e.1.1. |  | 1.0231e-06 |  | f.1.1. |  | 1.0231e-06 |  | g.1.1. |  | 0.015946 |  | h.1.1. |  | 0.00049959
c.1.2. |  | 0.88623 | [5 empty] | d.1.2. |  | 1.3293 |  |  | e.1.2. |  | 3.3234 |  | f.1.2. |  | 3.3234 |  | g.1.2. |  | 0.88623 |  | h.1.2. |  | 1.3293
c.1.3 |  | 0.0085219 | [5 empty] | d.1.3 |  | 0.00022453 |  |  | e.1.3 |  | 3.5495e-06 |  | f.1.3 |  | 3.5495e-06 |  | g.1.3 |  | 0.02317 |  | h.1.3 |  | 0.0012209
c.1.4. |  | 0.46048 | [5 empty] | d.1.4. |  | 1.4605 |  |  | e.1.4. |  | 2.4605 |  | f.1.4. |  | 2.4605 |  | g.1.4. |  | 0.21048 |  | h.1.4. |  | 0.71048
c.1.5. |  |  |  | -0.14583 |  |  |  | d.1.5. |  |  |  | 0.8125 | e.1.5. |  |  | 5.9375 | f.1.5. |  |  | 5.9375 | g.1.5. |  |  | -0.14583 | h.1.5. |  |  | 0.8125
c.1.6 |  |  |  | 0.037875 |  |  |  | d.1.6 |  |  |  | 0.20255 | e.1.6 |  |  | 0.48578 | f.1.6 |  |  | 0.48578 | g.1.6 |  |  | 0.075749 | h.1.6 |  |  | 0.40509
c.1.7 |  |  |  | 0.003254 |  |  |  | d.1.7 |  |  |  | 0.0055969 | e.1.7 |  |  | 0.0079398 | f.1.7 |  |  | 0.0079398 | g.1.7 |  |  | 0.013016 | h.1.7 |  |  | 0.022388
Result1: |  |  |  | 0.0088992 |  |  |  | Result2: |  |  |  | 0.00053446 | Result3: |  |  | 2.842e-05 | Result4: |  |  | 2.842e-05 | Result5: |  |  | 0.02166 | Result6: |  |  | 0.0013744
1- Calculate |  |  |  |  | 0.0044496
2- Calculate
2.1. Calculate |  |  | 0.033245
2.2. Calculate |  |  | 11.595
2.3. Calculate |  |  |  | 173.9017
Result: |  |  |  | 0.0022166
3-Calculate
3.1. Calculate |  |  |  | 0.19947
3.2. Calculate |  |  |  | 0.23272
Result |  |  |  | 0.0047666
4-Calculate
4.1. Calculate |  |  |  |  | 0.0011124
4.2. Calculate | [5 empty] | 0.00020042
4.3. Calculate | [5 empty] | 7.1051e-06
Result: | [5 empty] | 0.00091909
5- Calculate
0.0048204
5.1. Calculate
0.0010021
5.2. Calculate
5.3. Calculate | [5 empty] | 5.6841e-05
5.4. Calculate | [6 empty] | 1.8947e-05
Result |  | 0.0038562
Corrected probability is:: | [8 empty] | 0.010023

## Promulgated_Data
1 | 2 | 3 | 4 | 5 | 6 | 7 | 8 | 9 | 10 | 11 | 12 | 13 | 14 | 15 | 16 | 17 | 18 | QA | 19 | 20 | 21 | 22 | 23 | 24 | 25 | 26 | 27 | 28 | 29 | 30 | 31 | 32 | 33 | 34 | 35 | 36 | 37 | 38 | 39 | 40 | 41 | 42 | 43 | 44 | 45 | 46 | 47 | 48 | 49 | 50 | 51 | 52 | 53 | 54 | 55
Key | ORIS code | Plant Name | physical_state | Unit Number | boiler_id | Unit Type | boiler_type | max_heat_input | MWe_capacity | Boiler_heat_rate | Fuel types | Filterable Particulate - ERT | Filterable Particulate MW - ERT | Filterable Particulate - Part II | Filterable Particulate MW - Part II | Filterable Particulate - min | Filterable Particulate MW - min |  | control_group_1 | control_type_1 | install_date_1 | control_group_2 | control_type_2 | install_date_2 | control_group_3 | control_type_3 | install_date_3 | control_group_4 | control_type_4 | install_date_4 | control_group_5 | control_type_5 | install_date_5 | control_group_6 | control_type_6 | install_date_6 | control_group_7 | control_type_7 | install_date_7 | control_group_8 | control_type_8 | install_date_8 | control_group_9 | control_type_9 | install_date_9 | control_group_10 | control_type_10 | install_date_10 | control_group_11 | control_type_11 | install_date_11 | control_group_12 | control_type_12 | install_date_12
[8 empty] | MMBtu/hr | MW | MMBtu/MWh |  | lb/MMBtu | lb/MW | lb/MMBtu | lb/MW | lb/MMBtu | lb/MW
1588_7 | 1588 | Mystic Generating Station | MA | 7 | 7 | Conventional Boiler | Tangential firing | 5646 | 586 | 9.6348 | No.6 Fuel Oil (residual or bunker C) |  |  | 0.0010333 | 0.009956 | 0.0010333 | 0.009956 |  | PM control | Electrostatic precipitator, cold side, w/o flue gas conditioning | 1978-12-01
617_PPE3 | 617 | Port Everglades | FL | PPE03 | PPE3 | Conventional Boiler | Wall firing - front firing | 4000 | 395 | 10.1266 | No.6 Fuel Oil (residual or bunker C) | 0.0012213 | 0.012368 | 0.0013333 | 0.013502 | 0.0012213 | 0.012368 |  | PM control | Electrostatic precipitator, cold side, w/o flue gas conditioning | 2007-06-01
617_PPE1 | 617 | Port Everglades | FL | PPE01 | PPE1 | Conventional Boiler | Wall firing - front firing | 2300 | 226 | 10.177 | No.6 Fuel Oil (residual or bunker C) |  |  | 0.0015 | 0.015265 | 0.0015 | 0.015265 |  | PM control | Electrostatic precipitator, cold side, w/o flue gas conditioning | 2006-02-01
548_2 | 548 | Norwalk - Norwalk Power LLC | CT | 2 | 2 | Conventional Boiler | Tangential firing | 1776 | 178 | 9.9775 | No.6 Fuel Oil (residual or bunker C) | 0.0015708 | 0.015672 |  |  | 0.0015708 | 0.015672 |  | NOx control | Selective Noncatalytic Reduction | 1995-10-01 | PM control | Electrostatic precipitator, cold side, w/o flue gas conditioning | 1962-06-01
562_2 | 562 | Middletown | CT | 2 | 2 | Conventional Boiler | Wall firing - front firing | 1173.27 | 125 | 9.3862 | No.6 Fuel Oil (residual or bunker C) | 0.0031643 | 0.0297 |  |  | 0.0031643 | 0.0297 |  | NOx control | Selective Noncatalytic Reduction | 2008-10-01 | PM control | Electrostatic precipitator, hot side, w/o flue gas conditioning | 1954-08-01
2493_60 | 2493 | East River | NY | 60 | 60 | Conventional Boiler | Wall firing - opposed firing | 1930 | 129.4 | 14.915 | No.6 Fuel Oil (residual or bunker C), other--Natural Gas | 0.0061541 | 0.091788 | 0.027 | 0.4027 | 0.0061541 | 0.091788
617_PPE2 | 617 | Port Everglades | FL | PPE02 | PPE2 | Conventional Boiler | Wall firing - front firing | 2300 | 226 | 10.177 | No.6 Fuel Oil (residual or bunker C) |  |  | 0.0071667 | 0.072935 | 0.0071667 | 0.072935 |  | PM control | Electrostatic precipitator, cold side, w/o flue gas conditioning | 2005-06-01
617_PPE4 | 617 | Port Everglades | FL | PPE04 | PPE4 | Conventional Boiler | Wall firing - front firing | 4000 | 395 | 10.1266 | No.6 Fuel Oil (residual or bunker C) | 0.0075255 | 0.076208 |  |  | 0.0075255 | 0.076208 |  | PM control | Electrostatic precipitator, cold side, w/o flue gas conditioning | 2007-05-01
2491_01 | 2491 | Charles Poletti Power Project | NY | 01 | 01 | Conventional Boiler | Tangential firing | 8266 | 905 | 9.1337 | No.6 Fuel Oil (residual or bunker C) |  |  | 0.017 | 0.15527 | 0.017 | 0.15527
621_PTF1 | 621 | Turkey Point | FL | PTF01 | PTF1 | Conventional Boiler | Wall firing - front firing | 4000 | 421 | 9.5012 | No.6 Fuel Oil (residual or bunker C) | 0.026118 | 0.24815 | 0.017833 | 0.16944 | 0.017833 | 0.16944 |  | PM control | Multiple cyclone | 1967-04-01
6043_PMR2 | 6043 | Martin | FL | PMR02 | PMR2 | Conventional Boiler | Wall firing - front firing | 9040 | 859 | 10.5239 | No.6 Fuel Oil (residual or bunker C) | 0.018879 | 0.19868 | 0.018 | 0.18943 | 0.018 | 0.18943 |  | PM control | Multiple cyclone | 1981-06-01
2516_3 | 2516 | Northport | NY | Unit3 | 3 | Conventional Boiler | Tangential firing | 3650 | 375 | 9.7333 | No.6 Fuel Oil (residual or bunker C), other--Natural Gas | 0.018416 | 0.17925 |  |  | 0.018416 | 0.17925 |  | PM control | Electrostatic precipitator, cold side, w/o flue gas conditioning | 1972-06-01
621_PTF2 | 621 | Turkey Point | FL | PTF02 | PTF2 | Conventional Boiler | Wall firing - front firing | 4000 | 407 | 9.828 | No.6 Fuel Oil (residual or bunker C) | 0.021444 | 0.21075 | 0.018667 | 0.18346 | 0.018667 | 0.18346 |  | PM control | Multiple cyclone | 1968-04-01
6042_PMT2 | 6042 | Manatee | FL | PMT02 | PMT2 | Conventional Boiler | Wall firing - front firing | 8650 | 854 | 10.1288 | No.6 Fuel Oil (residual or bunker C) | 0.020106 | 0.20365 | 0.0285 | 0.28867 | 0.020106 | 0.20365 |  | PM control | Multiple cyclone | 1977-11-01
2050_1 | 2050 | Baxter Wilson | MS | 001 | 1 | Conventional Boiler | Tangential firing | 4900 | 408 | 12.0098 | No.6 Fuel Oil (residual or bunker C) | 0.020719 | 0.24884 |  |  | 0.020719 | 0.24884
8906_50 | 8906 | Astoria Generating Station | NY | A-S0004 | 50 | Conventional Boiler | Tangential firing | 4094 | 386 | 10.6062 | No.6 Fuel Oil (residual or bunker C) |  |  | 0.0213 | 0.22591 | 0.0213 | 0.22591
609_PCC1 | 609 | Cape Canaveral | FL | PCC01 | PCC1 | Conventional Boiler | Wall firing - front firing | 4000 | 397 | 10.0756 | No.6 Fuel Oil (residual or bunker C) |  |  | 0.022833 | 0.23006 | 0.022833 | 0.23006 |  | PM control | Multiple cyclone | 1965-04-01
2493_70 | 2493 | East River | NY | 70 | 70 | Conventional Boiler | Wall firing - front firing | 1982 | 198 | 10.0101 | No.6 Fuel Oil (residual or bunker C) |  |  | 0.024 | 0.24024 | 0.024 | 0.24024
6043_PMR1 | 6043 | Martin | FL | PMR01 | PMR1 | Conventional Boiler | Wall firing - front firing | 9040 | 859 | 10.5239 | No.6 Fuel Oil (residual or bunker C) | 0.028922 | 0.30437 | 0.024667 | 0.25959 | 0.024667 | 0.25959 |  | PM control | Multiple cyclone | 1980-12-01
8906_30 | 8906 | Astoria Generating Station | NY | A-S0002 | 30 | Conventional Boiler | Wall firing - front firing | 3984 | 383.5 | 10.3885 | No.6 Fuel Oil (residual or bunker C) |  |  | 0.0252 | 0.26179 | 0.0252 | 0.26179
2516_2 | 2516 | Northport | NY | Unit2 | 2 | Conventional Boiler | Tangential firing | 3650 | 375 | 9.7333 | No.6 Fuel Oil (residual or bunker C), other--Natural Gas | 0.026256 | 0.25555 |  |  | 0.026256 | 0.25555 |  | PM control | Electrostatic precipitator, cold side, w/o flue gas conditioning | 1974-04-01
8906_40 | 8906 | Astoria Generating Station | NY | A-S0003 | 40 | Conventional Boiler | Tangential firing | 4074 | 388.25 | 10.4932 | No.6 Fuel Oil (residual or bunker C) | 0.058365 | 0.61243 | 0.0266 | 0.27912 | 0.0266 | 0.27912
667_3 | 667 | Northside Generating Station | FL | 3 | 3 | Conventional Boiler | Wall firing - front firing | 4857 | 538 | 9.0279 | No.6 Fuel Oil (residual or bunker C) | 0.034664 | 0.31294 | 0.027267 | 0.24616 | 0.027267 | 0.24616
6042_PMT1 | 6042 | Manatee | FL | PMT01 | PMT1 | Conventional Boiler | Wall firing - front firing | 8650 | 841 | 10.2854 | No.6 Fuel Oil (residual or bunker C) | 0.031949 | 0.3286 | 0.027833 | 0.28628 | 0.027833 | 0.28628 |  | PM control | Multiple cyclone | 1976-10-01
609_PPC2 | 609 | Cape Canaveral | FL | PCC02 | PPC2 | Conventional Boiler | Wall firing - front firing | 4000 | 375 | 10.6667 | No.6 Fuel Oil (residual or bunker C) |  |  | 0.031667 | 0.33778 | 0.031667 | 0.33778 |  | PM control | Multiple cyclone | 1969-05-01
2517_4 | 2517 | Port Jefferson | NY | Unit4 | 4 | Conventional Boiler | Tangential firing | 1850 | 190 | 9.7368 | No.6 Fuel Oil (residual or bunker C), other--Natural Gas | 0.032074 | 0.3123 |  |  | 0.032074 | 0.3123 |  | PM control | Electrostatic precipitator, cold side, w/o flue gas conditioning | 1960-11-01
619_PRV4 | 619 | Riviera | FL | PRV04 | PRV4 | Conventional Boiler | Wall firing - front firing | 3260 | 289 | 11.2803 | No.6 Fuel Oil (residual or bunker C) |  |  | 0.0325 | 0.36661 | 0.0325 | 0.36661 |  | PM control | Multiple cyclone | 1963-03-01
619_PRV3 | 619 | Riviera | FL | PRV03 | PRV3 | Conventional Boiler | Wall firing - front firing | 3260 | 289 | 11.2803 | No.6 Fuel Oil (residual or bunker C) |  |  | 0.034833 | 0.39293 | 0.034833 | 0.39293 |  | PM control | Multiple cyclone | 1962-05-01
8054_1 | 8054 | Gerald Andrus | MS | 001 | 1 | Conventional Boiler | Wall firing - unspecified | 6650 | 737 | 9.0231 | No.6 Fuel Oil (residual or bunker C) | 0.041632 | 0.37565 |  |  | 0.041632 | 0.37565
715_1 | 715 | McManus | GA | Unit 1 | 1 | Conventional Boiler | Wall firing - front firing | 450 | 45 | 10 | No.6 Fuel Oil (residual or bunker C) | 0.050923 | 0.50923 |  |  | 0.050923 | 0.50923

## 1588_PartII
Nothing to compare; PM-3 test was also burning gas
Key | RTI Calculated QA lb/MMBtu | Run Grade | Submitted Value | Submitted Value UOM | Use ? | Comment | facility_id | configuration_id | report_id | sampling_port_id | order | pollutant_id | pollutant_name | run_id | start_datetime | end_datetime | unit_load | fuel_flow_rate | fuel_heating_value | fg_moisture_content | fg_oxygen_content | fg_CO2_content | fg_temperature | test_method | conc | conc_units | conc_ND | conc_MDL | conc2 | conc2_units | emission_rate | emission_rate_units | emission_rate_ND | emission_rate_MDL | emission_factor | emission_factor_units | emission_factor_ND | emission_factor_MDL | run_pollutant_comment | Fuel1 | Fuel1%Btu | Fuel2 | Fuel2%Btu | QA Comment
3_fPM_T1_R1 | n/a | D | 0.004 | pound per million British Thermal Unit (lb/MMBtu) | Yes |  | 1588 | 7 | PM-1 | Stack 1 | 3 | 1 | PM (Filterable) | 1 | 2005-12-20 09:00 | 2005-12-20 10:10 |  |  |  |  | 5.94 | [5 empty] | FALSE | [5 empty] | FALSE |  | 0.004 | pound per million British Thermal Unit (lb/MMBtu) | FALSE
3_fPM_T1_R2 | n/a | D | 0.004 | pound per million British Thermal Unit (lb/MMBtu) | Yes |  | 1588 | 7 | PM-1 | Stack 1 | 3 | 1 | PM (Filterable) | 2 | 2005-12-20 10:55 | 2005-12-20 12:05 |  |  |  |  | 5.98 | [5 empty] | FALSE | [5 empty] | FALSE |  | 0.004 | pound per million British Thermal Unit (lb/MMBtu) | FALSE |  | soot blow run
3_fPM_T1_R3 | n/a | D | 0.005 | pound per million British Thermal Unit (lb/MMBtu) | Yes |  | 1588 | 7 | PM-1 | Stack 1 | 3 | 1 | PM (Filterable) | 3 | 2005-12-20 12:30 | 2005-12-20 13:40 |  |  |  |  | 6.11 | [5 empty] | FALSE | [5 empty] | FALSE |  | 0.005 | pound per million British Thermal Unit (lb/MMBtu) | FALSE
[7 empty] | 1588 | 7 |  |  |  |  | PM (Filterable) | 1 | 2005-12-20 09:00 | 2005-12-20 10:10 |  |  |  | ND | 5.94 |  |  |  | ND | [9 empty] | 0.004 | pound per million British Thermal Unit (lb/MMBtu) |  |  |  | Oil
[7 empty] | 1588 | 7 |  |  |  |  | PM (Filterable) | 2 | 2005-12-20 10:55 | 2005-12-20 12:05 |  |  |  | ND | 5.98 |  |  |  | ND | [9 empty] | 0.004 | pound per million British Thermal Unit (lb/MMBtu) |  |  | soot blow run | Oil
[7 empty] | 1588 | 7 |  |  |  |  | PM (Filterable) | 3 | 2005-12-20 12:30 | 2005-12-20 13:30 |  |  |  | ND | 6.11 |  |  |  | ND | [9 empty] | 0.005 | pound per million British Thermal Unit (lb/MMBtu) |  |  |  | Oil
3_fPM_T2_R1 | n/a | D | 0.01 | pound per million British Thermal Unit (lb/MMBtu) | Yes |  | 1588 | 7 | PM-2 | Stack 1 | 3 | 1 | PM (Filterable) | 1 | 2006-07-18 09:00 | 2006-07-18 10:10 |  |  |  |  | 5.62 | [5 empty] | FALSE | [5 empty] | FALSE |  | 0.01 | pound per million British Thermal Unit (lb/MMBtu) | FALSE
3_fPM_T2_R2 | n/a | D | 0.008 | pound per million British Thermal Unit (lb/MMBtu) | Yes |  | 1588 | 7 | PM-2 | Stack 1 | 3 | 1 | PM (Filterable) | 2 | 2006-07-18 10:20 | 2006-07-18 11:26 |  |  |  |  | 5.6 | [5 empty] | FALSE | [5 empty] | FALSE |  | 0.008 | pound per million British Thermal Unit (lb/MMBtu) | FALSE
3_fPM_T2_R3 | n/a | D | 0.007 | pound per million British Thermal Unit (lb/MMBtu) | Yes |  | 1588 | 7 | PM-2 | Stack 1 | 3 | 1 | PM (Filterable) | 3 | 2006-07-18 11:42 | 2006-07-18 12:47 |  |  |  |  | 5.52 | [5 empty] | FALSE | [5 empty] | FALSE |  | 0.007 | pound per million British Thermal Unit (lb/MMBtu) | FALSE
[7 empty] | 1588 | 7 |  |  |  |  | PM (Filterable) | 1 | 2006-07-18 09:00 | 2006-07-18 10:04 |  |  |  | ND | 5.62 |  |  |  | ND | [9 empty] | 0.01 | pound per million British Thermal Unit (lb/MMBtu) |  |  |  | Oil
[7 empty] | 1588 | 7 |  |  |  |  | PM (Filterable) | 2 | 2006-07-18 10:20 | 2006-07-18 11:25 |  |  |  | ND | 5.6 |  |  |  | ND | [9 empty] | 0.008 | pound per million British Thermal Unit (lb/MMBtu) |  |  | soot blow run | Oil
[7 empty] | 1588 | 7 |  |  |  |  | PM (Filterable) | 3 | 2006-07-18 11:42 | 2006-07-18 12:47 |  |  |  | ND | 5.52 |  |  |  | ND | [9 empty] | 0.007 | pound per million British Thermal Unit (lb/MMBtu) |  |  |  | Oil
3_fPM_T3_R1 | n/a | D | 0.004 | pound per million British Thermal Unit (lb/MMBtu) | Yes | Burning oil and gas | 1588 | 7 | PM-3 | Stack 1 | 3 | 1 | PM (Filterable) | 1 | 2008-07-22 13:00 | 2008-07-22 14:12 |  |  |  |  | 6.46 | [5 empty] | FALSE | [5 empty] | FALSE |  | 0.004 | pound per million British Thermal Unit (lb/MMBtu) | FALSE
3_fPM_T3_R2 | n/a | D | 0.004 | pound per million British Thermal Unit (lb/MMBtu) | Yes | Burning oil and gas | 1588 | 7 | PM-3 | Stack 1 | 3 | 1 | PM (Filterable) | 2 | 2008-07-22 14:25 | 2008-07-22 15:35 |  |  |  |  | 6.18 | [5 empty] | FALSE | [5 empty] | FALSE |  | 0.004 | pound per million British Thermal Unit (lb/MMBtu) | FALSE
3_fPM_T3_R3 | n/a | D | 0.003 | pound per million British Thermal Unit (lb/MMBtu) | Yes | Burning oil and gas | 1588 | 7 | PM-3 | Stack 1 | 3 | 1 | PM (Filterable) | 3 | 2008-07-22 16:45 | 2008-07-22 17:53 |  |  |  |  | 9.13 | [5 empty] | FALSE | [5 empty] | FALSE |  | 0.003 | pound per million British Thermal Unit (lb/MMBtu) | FALSE
[7 empty] | 1588 | 7 |  |  |  |  | PM (Filterable) | 1 | 2008-07-22 13:00 | 2008-07-22 14:00 |  |  |  | ND | 6.46 |  |  |  | ND | [9 empty] | 0.004 | pound per million British Thermal Unit (lb/MMBtu) |  |  |  | Oil |  | Gas |  | They were burning gas and oil
[7 empty] | 1588 | 7 |  |  |  |  | PM (Filterable) | 2 | 2008-07-22 14:25 | 2008-07-22 15:30 |  |  |  | ND | 6.18 |  |  |  | ND | [9 empty] | 0.004 | pound per million British Thermal Unit (lb/MMBtu) |  |  | soot blow run | Oil |  | Gas |  | They were burning gas and oil
[7 empty] | 1588 | 7 |  |  |  |  | PM (Filterable) | 3 | 2008-07-22 16:40 | 2008-07-22 17:50 |  |  |  | ND | 9.13 |  |  |  | ND | [9 empty] | 0.003 | pound per million British Thermal Unit (lb/MMBtu) |  |  |  | Oil |  | Gas |  | They were burning gas and oil
3_fPM_T4_R1 | n/a | D | 0.0022 | pound per million British Thermal Unit (lb/MMBtu) | Yes |  | 1588 | 7 | PM-4 | Stack 1 | 3 | 1 | PM (Filterable) | 1 | 2008-11-21 10:40 | 2008-11-21 11:50 |  |  |  |  | 8.4 | [5 empty] | FALSE | [5 empty] | FALSE |  | 0.0022 | pound per million British Thermal Unit (lb/MMBtu) | FALSE
3_fPM_T4_R2 | n/a | D | 0.0004 | pound per million British Thermal Unit (lb/MMBtu) | Yes |  | 1588 | 7 | PM-4 | Stack 1 | 3 | 1 | PM (Filterable) | 2 | 2008-11-21 12:25 | 2008-11-21 13:35 |  |  |  |  | 9 | [5 empty] | FALSE | [5 empty] | FALSE |  | 0.0004 | pound per million British Thermal Unit (lb/MMBtu) | FALSE
3_fPM_T4_R3 | n/a | D | 0.0005 | pound per million British Thermal Unit (lb/MMBtu) | Yes |  | 1588 | 7 | PM-4 | Stack 1 | 3 | 1 | PM (Filterable) | 3 | 2008-11-21 13:55 | 2008-11-21 15:05 |  |  |  |  | 9 | [5 empty] | FALSE | [5 empty] | FALSE |  | 0.0005 | pound per million British Thermal Unit (lb/MMBtu) | FALSE
[7 empty] | 1588 | 7 |  |  |  |  | PM (Filterable) | 1 | 2008-11-21 10:40 | 2008-11-21 11:40 |  |  |  | ND | 8.4 |  |  |  | ND | [9 empty] | 0.0022 | pound per million British Thermal Unit (lb/MMBtu) |  |  |  | Oil
[7 empty] | 1588 | 7 |  |  |  |  | PM (Filterable) | 2 | 2008-11-21 12:25 | 2008-11-21 13:25 |  |  |  | ND | 9 |  |  |  | ND | [9 empty] | 0.0004 | pound per million British Thermal Unit (lb/MMBtu) |  |  | soot blow run | Oil
[7 empty] | 1588 | 7 |  |  |  |  | PM (Filterable) | 3 | 2008-11-21 13:55 | 2008-11-21 15:00 |  |  |  | ND | 9 |  |  |  | ND | [9 empty] | 0.0005 | pound per million British Thermal Unit (lb/MMBtu) |  |  |  | Oil
Data from hard copy ICR. Only summary pages from test report provided.

## Port_Everglades_PPE03_Runs
[7 empty] | Reported | 1 mg 1 x RDL | For UPL
| facility_id | report_id | sampling_port_id | run_id | start_datetime | end_datetime | lb fPM/MMBtu | lb fPM/MMBtu | lb fPM/MMBtu | unit_load | net_generation | fg_moisture_content | fg_flow_rate | fg_flow_rate_units | standard_temperature | standard_pressure | normal_temperature | normal_pressure | fg_oxygen_content | fg_CO2_content | fg_temperature | fg_pressure | Hg_loi | test_method | run_comments | fuel_id | fuel_unit_load | fuel_flow_rate | fuel_ash | fuel_heating_value | fuel_sulfur
617_PPE03 2005_PPE STK03_1 | 617 | PPE03 2005 | PPE STK03 | 1 | 2005-03-22 08:34 | 2005-03-22 09:39 | 0.049 | 0.00073562 | 0.049 | 404 | 383 | 10.37 | 838655 | dscfm | 68 | 29.92 |  |  | 4.6 | 13.1 | 300 | 29.9 |  | Method 17 | Soot Blowing | Number 6 Fuel Oil | 404 | 191500 | 0.05 | 18330 | 1
617_PPE03 2005_PPE STK03_2 | 617 | PPE03 2005 | PPE STK03 | 2 | 2005-03-22 09:50 | 2005-03-22 10:55 | 0.025 | 0.00074476 | 0.025 | 403 | 383 | 9.62 | 838364 | dscfm | 68 | 29.92 |  |  | 4.8 | 12.9 | 300 | 29.9 |  | Method 17 | Steady State | Number 6 Fuel Oil | 403 | 191500 | 0.05 | 18330 | 1
617_PPE03 2005_PPE STK03_3 | 617 | PPE03 2005 | PPE STK03 | 3 | 2005-03-22 11:00 | 2005-03-22 12:03 | 0.021 | 0.00074476 | 0.021 | 403 | 383 | 11.72 | 830046 | dscfm | 68 | 29.92 |  |  | 4.8 | 13 | 300 | 29.9 |  | Method 17 | Steady State | Number 6 Fuel Oil | 403 | 191500 | 0.05 | 18330 | 1
617_PPE03 2005_PPE STK03_4 | 617 | PPE03 2005 | PPE STK03 | 4 | 2005-03-22 12:06 | 2005-03-22 13:12 | 0.022 | 0.00074476 | 0.022 | 403 | 383 | 10.86 | 831774 | dscfm | 68 | 29.92 |  |  | 4.8 | 13 | 300 | 29.9 |  | Method 17 | Steady State | Number 6 Fuel Oil | 403 | 191500 | 0.05 | 18330 | 1
617_PPE03 2005_PPE STK03_5 | 617 | PPE03 2005 | PPE STK03 | 5 | 2005-03-22 13:24 | 2005-03-22 14:27 | 0.031 | 0.00073562 | 0.031 | 402 | 383 | 10.75 | 824308 | dscfm | 68 | 29.92 |  |  | 4.6 | 13 | 300 | 29.9 |  | Method 17 | Soot Blowing | Number 6 Fuel Oil | 402 | 191500 | 0.05 | 18330 | 1
617_PPE03 2005_PPE STK03_6 | 617 | PPE03 2005 | PPE STK03 | 6 | 2005-03-22 14:31 | 2005-03-22 15:35 | 0.062 | 0.00074016 | 0.062 | 403 | 383 | 11.48 | 837679 | dscfm | 68 | 29.92 |  |  | 4.7 | 13 | 300 | 29.9 |  | Method 17 | Soot Blowing | Number 6 Fuel Oil | 403 | 191500 | 0.05 | 18330 | 1
617_PPE03 2006_PPE STK03_1 | 617 | PPE03 2006 | PPE STK03 | 1 | 2006-03-07 09:05 | 2006-03-07 10:10 | 0.093 | 0.00070121 | 0.093 | 370 | 361 | 11.6 | 769042 | dscfm | 68 | 29.92 |  |  | 3.8 | 13.6 | 282 | 29.95 |  | Method 17 | Soot Blowing | Number 6 Fuel Oil | 370 | 180800 | 0.1 | 18410 | 0.98
617_PPE03 2006_PPE STK03_2 | 617 | PPE03 2006 | PPE STK03 | 2 | 2006-03-07 10:24 | 2006-03-07 11:27 | 0.109 | 0.00070121 | 0.109 | 370 | 362 | 9.14 | 773446 | dscfm | 68 | 29.92 |  |  | 3.8 | 13.7 | 282 | 29.95 |  | Method 17 | Steady State | Number 6 Fuel Oil | 370 | 180800 | 0.1 | 18410 | 0.98
617_PPE03 2006_PPE STK03_3 | 617 | PPE03 2006 | PPE STK03 | 3 | 2006-03-07 11:30 | 2006-03-07 12:36 | 0.023 | 0.00069713 | 0.023 | 370 | 361 | 10.28 | 764053 | dscfm | 68 | 29.92 |  |  | 3.7 | 13.6 | 284 | 29.95 |  | Method 17 | Steady State | Number 6 Fuel Oil | 370 | 180800 | 0.1 | 18410 | 0.98
617_PPE03 2006_PPE STK03_4 | 617 | PPE03 2006 | PPE STK03 | 4 | 2006-03-07 12:42 | 2006-03-07 13:46 | 0.063 | 0.00069713 | 0.063 | 370 | 361 | 9.47 | 763254 | dscfm | 68 | 29.92 |  |  | 3.7 | 13.6 | 291 | 29.95 |  | Method 17 | Steady State | Number 6 Fuel Oil | 370 | 180800 | 0.1 | 18410 | 0.98
617_PPE03 2006_PPE STK03_5 | 617 | PPE03 2006 | PPE STK03 | 5 | 2006-03-07 13:51 | 2006-03-07 14:56 | 0.11 | 0.00069713 | 0.11 | 370 | 362 | 9.85 | 764473 | dscfm | 68 | 29.92 |  |  | 3.7 | 13.6 | 289 | 29.95 |  | Method 17 | Soot Blowing | Number 6 Fuel Oil | 370 | 180800 | 0.1 | 18410 | 0.98
617_PPE03 2006_PPE STK03_6 | 617 | PPE03 2006 | PPE STK03 | 6 | 2006-03-07 15:02 | 2006-03-07 16:06 | 0.063 | 0.0006931 | 0.063 | 370 | 361 | 13.06 | 751678 | dscfm | 68 | 29.92 |  |  | 3.6 | 13.7 | 288 | 29.95 |  | Method 17 | Soot Blowing | Number 6 Fuel Oil | 370 | 180800 | 0.1 | 18410 | 0.98
617_PPE03 2007_PPE STK03_1 | 617 | PPE03 2007 | PPE STK03 | 1 | 2007-09-11 10:25 | 2007-09-11 11:28 | 0.008 | 0.0006931 | 0.008 | 385 | 374 | 11.87 | 751575 | dscfm | 68 | 29.92 |  |  | 3.6 | 13.6 | 300 | 29.97 |  | Method 17 | Soot Blowing | Number 6 Fuel Oil | 385 | 191800 | 0.15 | 18337 | 0.97
617_PPE03 2007_PPE STK03_2 | 617 | PPE03 2007 | PPE STK03 | 2 | 2007-09-11 11:37 | 2007-09-11 12:41 | 0.008 | 0.0006931 | 0.008 | 384 | 374 | 11.47 | 749331 | dscfm | 68 | 29.92 |  |  | 3.6 | 13.6 | 300 | 29.97 |  | Method 17 | Steady State | Number 6 Fuel Oil | 384 | 191800 | 0.15 | 18337 | 0.97
617_PPE03 2007_PPE STK03_3 | 617 | PPE03 2007 | PPE STK03 | 3 | 2007-09-11 12:46 | 2007-09-11 13:50 | 0.007 | 0.0006931 | 0.007 | 382 | 374 | 12.68 | 728999 | dscfm | 68 | 29.92 |  |  | 3.6 | 13.6 | 300 | 29.97 |  | Method 17 | Steady State | Number 6 Fuel Oil | 382 | 191800 | 0.15 | 18337 | 0.97
617_PPE03 2007_PPE STK03_4 | 617 | PPE03 2007 | PPE STK03 | 4 | 2007-09-11 13:57 | 2007-09-11 15:01 | 0.008 | 0.0006931 | 0.008 | 382 | 374 | 10.58 | 735420 | dscfm | 68 | 29.92 |  |  | 3.6 | 13.5 | 300 | 29.97 |  | Method 17 | Steady State | Number 6 Fuel Oil | 382 | 191800 | 0.15 | 18337 | 0.97
617_PPE03 2007_PPE STK03_5 | 617 | PPE03 2007 | PPE STK03 | 5 | 2007-09-11 15:05 | 2007-09-11 16:09 | 0.008 | 0.00069713 | 0.008 | 383 | 374 | 11.14 | 753388 | dscfm | 68 | 29.92 |  |  | 3.7 | 13.5 | 300 | 29.97 |  | Method 17 | Soot Blowing | Number 6 Fuel Oil | 383 | 191800 | 0.15 | 18337 | 0.97
617_PPE03 2007_PPE STK03_6 | 617 | PPE03 2007 | PPE STK03 | 6 | 2007-09-11 16:15 | 2007-09-11 17:19 | 0.006 | 0.00070121 | 0.006 | 384 | 374 | 11.82 | 758210 | dscfm | 68 | 29.92 |  |  | 3.8 | 13.4 | 300 | 29.97 |  | Method 17 | Soot Blowing | Number 6 Fuel Oil | 384 | 191800 | 0.15 | 18337 | 0.97
617_PPE03 2008_PPE STK03_1 | 617 | PPE03 2008 | PPE STK03 | 1 | 2008-02-19 10:28 | 2008-02-19 11:34 | 0.008 | 0.00074016 | 0.008 | 397 | 384 | 7.81 | 841366 | dscfm | 68 | 29.92 |  |  | 4.7 | 13 | 300 | 30.14 |  | Method 17 | Soot Blowing | Number 6 Fuel Oil | 397 | 195400 | 0.08 | 18238 | 1
617_PPE03 2008_PPE STK03_2 | 617 | PPE03 2008 | PPE STK03 | 2 | 2008-02-19 11:43 | 2008-02-19 12:49 | 0.011 | 0.00073562 | 0.011 | 394 | 381 | 8.96 | 827691 | dscfm | 68 | 29.92 |  |  | 4.6 | 13.1 | 300 | 30.14 |  | Method 17 | Steady State | Number 6 Fuel Oil | 394 | 195400 | 0.08 | 18238 | 1
617_PPE03 2008_PPE STK03_3 | 617 | PPE03 2008 | PPE STK03 | 3 | 2008-02-19 12:52 | 2008-02-19 13:57 | 0.012 | 0.00073114 | 0.012 | 395 | 383 | 8.27 | 805961 | dscfm | 68 | 29.92 |  |  | 4.5 | 13.1 | 300 | 30.14 |  | Method 17 | Steady State | Number 6 Fuel Oil | 395 | 195400 | 0.08 | 18238 | 1
617_PPE03 2008_PPE STK03_4 | 617 | PPE03 2008 | PPE STK03 | 4 | 2008-02-19 14:00 | 2008-02-19 15:04 | 0.013 | 0.00072671 | 0.013 | 395 | 383 | 8.38 | 816490 | dscfm | 68 | 29.92 |  |  | 4.4 | 13.2 | 300 | 30.14 |  | Method 17 | Steady State | Number 6 Fuel Oil | 395 | 195400 | 0.08 | 18238 | 1
617_PPE03 2008_PPE STK03_5 | 617 | PPE03 2008 | PPE STK03 | 5 | 2008-02-19 15:14 | 2008-02-19 16:19 | 0.011 | 0.00072671 | 0.011 | 396 | 384 | 10.88 | 807595 | dscfm | 68 | 29.92 |  |  | 4.4 | 13.2 | 300 | 30.14 |  | Method 17 | Soot Blowing | Number 6 Fuel Oil | 396 | 195400 | 0.08 | 18238 | 1
617_PPE03 2008_PPE STK03_6 | 617 | PPE03 2008 | PPE STK03 | 6 | 2008-02-19 16:29 | 2008-02-19 17:34 | 0.009 | 0.00073562 | 0.009 | 396 | 383 | 9.83 | 821228 | dscfm | 68 | 29.92 |  |  | 4.6 | 13.2 | 300 | 30.14 |  | Method 17 | Soot Blowing | Number 6 Fuel Oil | 396 | 195400 | 0.08 | 18238 | 1
617_PPE03 2009_PPE STK03_1 | 617 | PPE03 2009 | PPE STK03 | 1 | 2009-03-17 09:08 | 2009-03-17 10:19 | 0.001 | 0.00072233 | 0.001 | 385 | 374 | 11.29 | 761597 | dscfm | 68 | 29.92 |  |  | 4.3 | 13.2 | 300 | 29.97 |  | Method 17 | Steady State | Number 6 Fuel Oil | 385 | 188100 | 0.08 | 18408 | 0.96
617_PPE03 2009_PPE STK03_2 | 617 | PPE03 2009 | PPE STK03 | 2 | 2009-03-17 10:29 | 2009-03-17 11:36 | 0.001 | 0.000718 | 0.001 | 384 | 374 | 11.73 | 758404 | dscfm | 68 | 29.92 |  |  | 4.2 | 13.4 | 300 | 29.97 |  | Method 17 | Soot Blowing | Number 6 Fuel Oil | 384 | 188100 | 0.08 | 18408 | 0.96
617_PPE03 2009_PPE STK03_3 | 617 | PPE03 2009 | PPE STK03 | 3 | 2009-03-17 11:45 | 2009-03-17 12:51 | 0.002 | 0.000718 | 0.002 | 384 | 374 | 10.7 | 751853 | dscfm | 68 | 29.92 |  |  | 4.2 | 13.3 | 300 | 29.97 |  | Method 17 | Steady State | Number 6 Fuel Oil | 384 | 188100 | 0.08 | 18408 | 0.96
617_PPE03 2009_PPE STK03_4 | 617 | PPE03 2009 | PPE STK03 | 4 | 2009-03-17 13:00 | 2009-03-17 14:06 | 0.001 | 0.00071373 | 0.001 | 384 | 374 | 11.03 | 744195 | dscfm | 68 | 29.92 |  |  | 4.1 | 13.3 | 300 | 29.97 |  | Method 17 | Steady State | Number 6 Fuel Oil | 384 | 188100 | 0.08 | 18408 | 0.96
617_PPE03 2009_PPE STK03_5 | 617 | PPE03 2009 | PPE STK03 | 5 | 2009-03-17 14:16 | 2009-03-17 15:23 | 0.002 | 0.00071373 | 0.002 | 384 | 374 | 10.82 | 748950 | dscfm | 68 | 29.92 |  |  | 4.1 | 13.3 | 300 | 29.97 |  | Method 17 | Soot Blowing | Number 6 Fuel Oil | 384 | 188100 | 0.08 | 18408 | 0.96
617_PPE03 2009_PPE STK03_6 | 617 | PPE03 2009 | PPE STK03 | 6 | 2009-03-17 15:44 | 2009-03-17 16:50 | 0.001 | 0.00071373 | 0.001 | 384 | 374 | 9.23 | 763859 | dscfm | 68 | 29.92 |  |  | 4.1 | 13.3 | 300 | 29.97 |  | Method 17 | Soot Blowing | Number 6 Fuel Oil | 384 | 188100 | 0.08 | 18408 | 0.96
| facility_id | report_id | sampling_port_id | run_id | pollutant_name | conc | conc_units |  |  | conc_ND | conc_MDL | emission_rate | emission_rate_units | emission_rate_ND | emission_rate_MDL | emission_factor | emission_factor_units | emission_factor_ND | emission_factor_MDL | run_pollutant_comment | run_pollutant_comment
617_PPE03 2005_PPE STK03_1 | 617 | PPE03 2005 | PPE STK03 | 1 | PM (Filterable) |  |  |  |  | FALSE |  | 0.049 | lb/MMBtu | FALSE |  |  |  | FALSE
617_PPE03 2005_PPE STK03_2 | 617 | PPE03 2005 | PPE STK03 | 2 | PM (Filterable) |  |  |  |  | FALSE |  | 0.025 | lb/MMBtu | FALSE |  |  |  | FALSE
617_PPE03 2005_PPE STK03_3 | 617 | PPE03 2005 | PPE STK03 | 3 | PM (Filterable) |  |  |  |  | FALSE |  | 0.021 | lb/MMBtu | FALSE |  |  |  | FALSE
617_PPE03 2005_PPE STK03_4 | 617 | PPE03 2005 | PPE STK03 | 4 | PM (Filterable) |  |  |  |  | FALSE |  | 0.022 | lb/MMBtu | FALSE |  |  |  | FALSE
617_PPE03 2005_PPE STK03_5 | 617 | PPE03 2005 | PPE STK03 | 5 | PM (Filterable) |  |  |  |  | FALSE |  | 0.031 | lb/MMBtu | FALSE |  |  |  | FALSE
617_PPE03 2005_PPE STK03_6 | 617 | PPE03 2005 | PPE STK03 | 6 | PM (Filterable) |  |  |  |  | FALSE |  | 0.062 | lb/MMBtu | FALSE |  |  |  | FALSE
617_PPE03 2006_PPE STK03_1 | 617 | PPE03 2006 | PPE STK03 | 1 | PM (Filterable) |  |  |  |  | FALSE |  | 0.093 | lb/MMBtu | FALSE |  |  |  | FALSE
617_PPE03 2006_PPE STK03_2 | 617 | PPE03 2006 | PPE STK03 | 2 | PM (Filterable) |  |  |  |  | FALSE |  | 0.109 | lb/MMBtu | FALSE |  |  |  | FALSE
617_PPE03 2006_PPE STK03_3 | 617 | PPE03 2006 | PPE STK03 | 3 | PM (Filterable) |  |  |  |  | FALSE |  | 0.023 | lb/MMBtu | FALSE |  |  |  | FALSE
617_PPE03 2006_PPE STK03_4 | 617 | PPE03 2006 | PPE STK03 | 4 | PM (Filterable) |  |  |  |  | FALSE |  | 0.063 | lb/MMBtu | FALSE |  |  |  | FALSE
617_PPE03 2006_PPE STK03_5 | 617 | PPE03 2006 | PPE STK03 | 5 | PM (Filterable) |  |  |  |  | FALSE |  | 0.11 | lb/MMBtu | FALSE |  |  |  | FALSE
617_PPE03 2006_PPE STK03_6 | 617 | PPE03 2006 | PPE STK03 | 6 | PM (Filterable) |  |  |  |  | FALSE |  | 0.063 | lb/MMBtu | FALSE |  |  |  | FALSE
617_PPE03 2007_PPE STK03_1 | 617 | PPE03 2007 | PPE STK03 | 1 | PM (Filterable) |  |  |  |  | FALSE |  | 0.008 | lb/MMBtu | FALSE |  |  |  | FALSE
617_PPE03 2007_PPE STK03_2 | 617 | PPE03 2007 | PPE STK03 | 2 | PM (Filterable) |  |  |  |  | FALSE |  | 0.008 | lb/MMBtu | FALSE |  |  |  | FALSE
617_PPE03 2007_PPE STK03_3 | 617 | PPE03 2007 | PPE STK03 | 3 | PM (Filterable) |  |  |  |  | FALSE |  | 0.007 | lb/MMBtu | FALSE |  |  |  | FALSE
617_PPE03 2007_PPE STK03_4 | 617 | PPE03 2007 | PPE STK03 | 4 | PM (Filterable) |  |  |  |  | FALSE |  | 0.008 | lb/MMBtu | FALSE |  |  |  | FALSE
617_PPE03 2007_PPE STK03_5 | 617 | PPE03 2007 | PPE STK03 | 5 | PM (Filterable) |  |  |  |  | FALSE |  | 0.008 | lb/MMBtu | FALSE |  |  |  | FALSE
617_PPE03 2007_PPE STK03_6 | 617 | PPE03 2007 | PPE STK03 | 6 | PM (Filterable) |  |  |  |  | FALSE |  | 0.006 | lb/MMBtu | FALSE |  |  |  | FALSE
617_PPE03 2008_PPE STK03_1 | 617 | PPE03 2008 | PPE STK03 | 1 | PM (Filterable) |  |  |  |  | FALSE |  | 0.008 | lb/MMBtu | FALSE |  |  |  | FALSE
617_PPE03 2008_PPE STK03_2 | 617 | PPE03 2008 | PPE STK03 | 2 | PM (Filterable) |  |  |  |  | FALSE |  | 0.011 | lb/MMBtu | FALSE |  |  |  | FALSE
617_PPE03 2008_PPE STK03_3 | 617 | PPE03 2008 | PPE STK03 | 3 | PM (Filterable) |  |  |  |  | FALSE |  | 0.012 | lb/MMBtu | FALSE |  |  |  | FALSE
617_PPE03 2008_PPE STK03_4 | 617 | PPE03 2008 | PPE STK03 | 4 | PM (Filterable) |  |  |  |  | FALSE |  | 0.013 | lb/MMBtu | FALSE |  |  |  | FALSE
617_PPE03 2008_PPE STK03_5 | 617 | PPE03 2008 | PPE STK03 | 5 | PM (Filterable) |  |  |  |  | FALSE |  | 0.011 | lb/MMBtu | FALSE |  |  |  | FALSE
617_PPE03 2008_PPE STK03_6 | 617 | PPE03 2008 | PPE STK03 | 6 | PM (Filterable) |  |  |  |  | FALSE |  | 0.009 | lb/MMBtu | FALSE |  |  |  | FALSE
617_PPE03 2009_PPE STK03_1 | 617 | PPE03 2009 | PPE STK03 | 1 | PM (Filterable) |  |  |  |  | FALSE |  | 0.001 | lb/MMBtu | FALSE |  |  |  | FALSE
617_PPE03 2009_PPE STK03_2 | 617 | PPE03 2009 | PPE STK03 | 2 | PM (Filterable) |  |  |  |  | FALSE |  | 0.001 | lb/MMBtu | FALSE |  |  |  | FALSE
617_PPE03 2009_PPE STK03_3 | 617 | PPE03 2009 | PPE STK03 | 3 | PM (Filterable) |  |  |  |  | FALSE |  | 0.002 | lb/MMBtu | FALSE |  |  |  | FALSE
617_PPE03 2009_PPE STK03_4 | 617 | PPE03 2009 | PPE STK03 | 4 | PM (Filterable) |  |  |  |  | FALSE |  | 0.001 | lb/MMBtu | FALSE |  |  |  | FALSE
617_PPE03 2009_PPE STK03_5 | 617 | PPE03 2009 | PPE STK03 | 5 | PM (Filterable) |  |  |  |  | FALSE |  | 0.002 | lb/MMBtu | FALSE |  |  |  | FALSE
617_PPE03 2009_PPE STK03_6 | 617 | PPE03 2009 | PPE STK03 | 6 | PM (Filterable) |  |  |  |  | FALSE |  | 0.001 | lb/MMBtu | FALSE |  |  |  | FALSE
Note on J3: stboone: Tests were conducted prior to installation of ESP. Tests were excluded from floor analysis.

## UPL Pooled Template
Emissions
Runs | 617 Port Everglades PPE3
1 | 0.013502
2 | 0.022889
3 | 0.075949
4 | 0.10802
5
6
7
8
9
10
11
12
13
14
15
16
17
18
19
20
21
22
23
24
25
26
27
28
29
30
31
32
33
34
35
Use for large sample sets and small sample sets that are Normal.
Testing Normality | Raw Data
Sample Size | 4
Kurtosis | -3.4237
SE Kurtosis | 1.291
Result Kurtosis | non normal
Skewness | 0.38755
SE Skewness | 1.0142
Result Skewness | normal
ni = number test runs = | 4 | 0 | 0 | 0 | 0 | 0 | 0 | 0 | 0 | 0 | 0
Total Number of sources = | 1
n =Total # test runs = | 4
3
This step is for QC only:
means | 0.055089 | #DIV/0! | #DIV/0! | #DIV/0! | #DIV/0! | #DIV/0! | #DIV/0! | #DIV/0! | #DIV/0! | #DIV/0! | #DIV/0!
0.055089
Mean =
Pooled Variance = |  |  | 0.0020009
m= number future runs = | 3
Term1 | 0.58333
Term2 | 0.0011672
Squared root Term2 |  | 0.034165
NOTE: the pvalue for the t-statistic is calculated as: 2*alpha, where 1-alpha is desired confidence, so if 99% confidence is desired then alpha=0.01 and 2*alpha=2*(0.01)
t-statistic | = quantile t-distribution with df degrees of freedom at .99 confidence level = | [5 empty] | 4.5407
UPL POOLED VARIANCE = |  |  |  |  | 0.21022

## Lognormal Template
Emissions
Runs | 617 Port Everglades PPE3
1 | 0.013502
2 | 0.022889
3 | 0.075949
4 | 0.10802
5
6
7
8
9
10
11
12
13
14
15
16
17
18
19
20
21
22
23
24
25
26
27
28
29
30
31
32
33
34
35
Use for small sample sets that are Lognormal.
Testing Normality | Raw Data | Log Data
Sample Size | 4 | 4
Kurtosis | -3.4237 | -4.0498
SE Kurtosis | 1.291 | 1.291 |  | Average of Raw Data | 0.055089
Result Kurtosis | non normal | non normal
Skewness | 0.38755 | -0.13402
SE Skewness | 1.0142 | 1.0142
Result Skewness | normal | normal
1. Take LN( ) of Raw Data
Runs
1 | -4.3049
2 | -3.7771
3 | -2.5777
4 | -2.2255
5
6
7
8
9
10
11
12
13
14
15
16
17
18
19
20
21
22
23
24
25
26
27
28
29
30
31
32
33
34
35
2. Calculate sample size, n= |  | 4
3. Calculate |  |  | -3.2213
0.96302
4. Calculate
5. m |  | 3
6. Calculate
a- Numerator first term |  |  |  |  | 100.6296
b- denominator first term |  |  |  |  | 7.8692
14.7878
7. Calculate
3.3943
8. Go to tab distribution for 99 percentile "lognormal distribution 99%"
9. substitue the values of |  |  |  | in cell D7 and F7 respectively
10. In column AE indentify the value that is the smallest value that is larger than 0.99, note what row number this is.
11. In column B, go down the the row number from Step 10. above, and copy the z value. | [6 empty] | 3.484 | z value from "lognormal distribution 99%"
12. calculate the UPL using the formula
a- Calculate |  |  | 0.064584
b- Calculate |  |  | 0.0041711
c- Calculate |  |  | 1.6196
d-calculate |  |  |  | 0.39532
e- Calculate | [5 empty] | 0.18737
f- Calculate UPL |  |  | 0.28218